## Variable_List
Variable | Description | Unit | Comment
Primary Production | Domestic primary production of resources | PJ/yr.
Imports | Imports of energy carriers | PJ/yr.
Exports | Exports of energy carriers | PJ/yr.
Electricity generation | Domestic electricity generation | PJ/yr.
Heat generation from CHPs and heat plants | Domestic heat production from CHPs (District heating CHPs or onsite CHPs) and heat plants | PJ/yr.
Fuel input for electricity generation | Fuel input allocated to domestic electricity generation only | PJ/yr.
Fuel input for heat generation from CHPs and heat plants | Fuel input allocated to domestic heat production from CHPs and heat plants only | PJ/yr.
Efficiency of power plants (electric) | Average annual efficiency of power plants and CHPs for electricity production only | % | The thermal efficiency of CHPs can be inferred from the Heat to Electricity production ratio, but it can also be provided; the average efficiency differs from the technical efficiency as it includes efficiency losses due to part load operation
Efficiency of heat plants (thermal) | Average annual efficiency of heat plants | % | It is the annual marketed efficiency including part load efficiency losses and differs from the full load nominal technical efficiency; for heat pumps refers to COP
Domestic biodiesel production | Domestic production of biodiesel | PJ/yr.
Heat from domestic biodiesel production | Heat produced as byproduct from biodiesel production and fed into the district heating network | PJ/yr.
Fuel input for domestic biodiesel production | Fuel input for the domestic production of biodiesel | PJ/yr.
Efficiency for domestic biodiesel production | Average annual efficiency for biodiesel and heat production | %
Domestic ethanol production | Domestic production of ethanol | PJ/yr.
Fuel input for domestic ethanol production | Fuel input for the domestic production of ethanol | PJ/yr.
Efficiency for domestic ethanol production | Average annual efficiency for domestic production of ethanol | %
Domestic biogas production | Domestic production of biogas and biogenic syngas | PJ/yr.
Electricity from domestic biogas production | Electriicty produced as byproduct from biogas production and fed into the grid | PJ/yr.
Heat from domestic biogas production | Heat produced as byproduct from biogas production and fed into the district heating network | PJ/yr.
Fuel input for domestic biogas production | Fuel input for domestic biogas production | PJ/yr.
Efficiency for domestic biogas production | Average annual efficiency for biogas production (accounting for byproduct production) | %
Domestic hydrogen production | Domestic hydrogen production | PJ/yr.
Fuel input for hydrogen production | Fuel input for deomstic hydrogen production | PJ/yr.
Efficiency for hydrogen production | Average annual efficiency for hydrogen production | % | Including losses due to part load operation
Biomethane production from biogas upgrade | Production of domestic biomethane from biogas | PJ/yr. | One technology only fuel output is biomethane
Fuel input for biogas upgrade to biomethane | Use of biogas for upgrade to biomethane | PJ/yr. | One technology only fuel input is biogas
Efficiency for biomethane production from biogas upgrade | Average annual efficiency of biogas to biomethane upgrade | PJ/yr. | One technology only fuel input is biogas, fuel output is biomethane
Domestic PtG and PtL production | Domestic production of power-to-gas and power-to-liquids | PJ/yr.
Fuel input for domestic PtG and PtL production | Fuel used for domestic PtG and PtL production (excl. CO2) | PJ/yr.
Efficiency for domestic PtG and PtL production | Average annual efficiency for PtG and PtL processes (excl. CO2 consumption) | %
CO2 input for domestic PtG and PtL production | CO2 input for domestic PtG and PtL production | Mt/yr. | The distinction of the source of CO2 (biogenic or fossil) is also provided and can be proportionally allocated to the technologies for PtG and PtL
Domestic wood to pellet production | Wood conversion to pellet domestic production output | PJ/yr. | One technology only , input is wood output is pellet
Fuel input for wood to pellet production | Wood conversion to pellet domestic production - input wood required | PJ/yr. | One technology only , input is wood output is pellet
Efficiency for wood to pellet production | Average annual efficiency of wood to pellet conversion | %
Fuel consumption in industry sectors | Fuel consumption in industry by fuel and technology | PJ/yr. | This unfortunately it will change when the new industrial sectors will be integrated into STEM
Process and space heating production in industry sectors | Energy service demand provided in the form of process and space heating in industry | PJ/yr. | This unfortunately it will change when the new industrial sectors will be integrated into STEM
Efficiency in industry sectors | Boilers efficiency and COP of heat pumps in the industrial sectors | % | This unfortunately it will change when the new industrial sectors will be integrated into STEM
Fuel consumption in Services sectors | Fuel consumption in services sectors by fuel and technology | PJ/yr.
Space water and process heat production in Services sectors | Production of energy service demand for space, water and process heat in Services sectors | PJ/yr.
Efficiency in Services sectors | Boilers efficiency and COP of heat pumps in the Services sectors | %
Fuel consumption in Residential sector | Fuel consumption for residential space and water heating (differentiated) by fuel and technology | PJ/yr.
Space and water heat production in Residential sector | Space and water heat production by technology in residential sectors | PJ/yr.
Efficiency in Residential sector | Average annual efficiency of residential boilers including part load lossess | %
Fuel consumption in cars | Fuel consumption in cars | PJ/yr. | The alternative fuels consumption is provided for totals but it can be proportionally allocated to cars
Cars mileage | Annual km driven by cars per car type and fuel | billion km/yr.
Cars efficiency | Average annual efficiency across all the stock of the same car type | km/MJ | Some extreme values are artefacts from the solution (very small numbers close to zero in consumption or mileage or both)
Fuel consumption in urban buses | Fuel consumption in urban buses (not trolleybuses) | PJ/yr.
Urban buses mileage | Annual km driven per urban bus type and fuel | billion km/yr. | Some extreme values are artefacts from the solution (very small numbers close to zero in consumption or mileage or both)
Urban buses efficiency | Average annual efficiency across all the stock of the same urban bus type | km/MJ
Fuel consumption in coaches | Fuel consumption in coaches | PJ/yr.
Coaches mileage | Annual km driven per coach type and fuel | billion km/yr. | Some extreme values are artefacts from the solution (very small numbers close to zero in consumption or mileage or both)
Coaches efficiency | Average annual efficiency across all the stock of the same coach type | km/MJ
Fuel consumption in trolleybuses | Fuel consumption in trolleybuses | PJ/yr.
Trolleybuses mileage | Annual km driven by trolleybus type and fuel | billion km/yr.
Trolleybuses efficiency | Average annual efficiency across all the stock of the same trolleybus type | km/MJ
Fuel consumption in trams | Fuel consumption in trams | PJ/yr.
Trams mileage | Annual km driven by trams and fuel | billion km/yr.
Trams efficiency | Average annual efficiency across all the stock of the same tram type | km/MJ
Fuel consumption in motorised two wheelers | Fuel consumption in two wheelers by fuel and size | PJ/yr.
Motorised two wheelers mileage | Annual km driven by type and fuel | billion km/yr.
Motorised two wheelers efficiency | Average annual efficiency across all the stock of the same two wheelers type | km/MJ
Fuel consumption in light duty vehicles | Fuel consumption in light duty vehicles by fuel and size | PJ/yr.
Light duty vehicles mileage | Annual km driven by type and fuel | billion km/yr.
Light duty vehicles efficiency | Average annual efficiency across all the stock of the same light duty vehicles type | km/MJ
Fuel consumption in heavy duty vehicles | Fuel consumption in heavy duty vehicles by fuel and size | PJ/yr.
Heavy duty vehicles mileage | Annual km driven by type and fuel | billion km/yr.
Heavy duty vehicles efficiency | Average annual efficiency across all the stock of the same heavy duty vehicles type | km/MJ
Fuel consumption in other transport | Fuel consumption in other transport | PJ/yr.
Other transport mileage | Annual km driven in other transprot | billion km/yr. or PJ/yr.
Other transport efficiency | Average annual efficiency across all the stock of the same other transport type | km/MJ or %
Direct CO2 emissions from fuel combustion and industrial processes | Direct CO2 emissions from fuel combustion and industrial processes | Mt/yr.
CO2 storage and utilisation | Quantities of CO2 domestically stored or utilised, or exported | Mt/yr.
Direct air capture | Consumption for DAC (electricity, heat) and CO2 captured from DAC | PJ/yr.
Primary Energy Consumption | Total domestic energy consumption (= production + imports - exports) | PJ/yr.
Electricity generation capacity | Net install electricity and CHP generatoin capacity | GWe/yr.
Space heating boiler capacity in Residential sector | Capacity of boilers and heat pumps in the residential sector for space heating | GWth/yr.
Process and space heating capacity in industry sectors | Capacity of industrial boilers and heat pumps for process and space heating production | GWth/yr.
Space water and process heat boiler capacity in Services sectors | Capacity of boilers and heat pumps for process and space heating production in services sector | GWth/yr.
Cars stock | Stock of cars per engine type and size | Million
Urban buses stock | Stock of urban buses per engine type and size | Thousands
Coaches stock | Stock of coaches per engine type and size | Thousands
Light duty vehicles stock | Stock of light duty vehicles per engine type | Thousands
Heavy duty vehicles stock | Stock of trucks (heavy duty vehicles) per engine type | Thousands
Domestic hydrogen production capacity | Domestic hydrogen producton capacity by technology | GW-H2/yr.
Other fuel synthesis capacity | Production capacity for synthetic fuels (biogenic or e-fuels) in terms of output product | GW-output/yr.
Electricity generation capacity additions | Newly installed capacity for electricity generation (incl. CHPs) - the capacity additions are reported for the whole period represented under the milestone year | GWe/yr.
Cars stock additions additions | New car registrations - the number in a year is cummulative registrations for the period represented under this year | Million
Urban buses stock additions | New urban buses registrations - the number in a year is cummulative registrations for the period represented under this year | Million
Coaches stock additions | New coaches registrations - the number in a year is cummulative registrations for the period represented under this year
Light duty vehicles stock additions | New light duty vehicle registrations - the number in a year is cummulative registrations for the period represented under this year
Heavy duty vehicles stock additions | New heavy duty vehicle registrations - the number in a year is cummulative registrations for the period represented under this year
Space and water heat boiler capacity additions in Residential sector | Newly installed capacity - the capacity additions are reported for the whole period represented under the milestone year | GWth/yr.
Process and space heating capacity additions in industry sectors | Newly installed capacity - the capacity additions are reported for the whole period represented under the milestone year | GWth/yr.
Space water and process heat boiler capacity additions in Services sectors | Newly installed capacity - the capacity additions are reported for the whole period represented under the milestone year | GWth/yr.
Domestic hydrogen production capacity additions | Newly installed capacity - the capacity additions are reported for the whole period represented under the milestone year | GW-H2/yr.
Other fuel synthesis capacity additions | Newly installed capacity - the capacity additions are reported for the whole period represented under the milestone year | GW-output/yr.

## SPS1
Model | Scenario | Region | Variable | Unit | 2020 | 2022 | 2025 | 2030 | 2035 | 2040 | 2045 | 2050 | 2055 | 2060 | 2065 | 2070
STEM | SPS1 | CH | Primary Production | PJ/yr. | 300.186 | 293.9274 | 331.4755 | 376.7993 | 422.0761 | 435.7422 | 462.7103 | 509.4303 | 515.2512 | 521.0624 | 522.4281 | 525.6787
STEM | SPS1 | CH | Primary Production¦Wood | PJ/yr. | 44.9724 | 48.1905 | 48.1905 | 48.1905 | 48.1905 | 48.1905 | 48.9559 | 62.7027 | 62.7615 | 62.8202 | 62.879 | 62.879
STEM | SPS1 | CH | Primary Production¦Wood¦Waste wood | PJ/yr. | 11.1119 | 11.9529 | 13.2144 | 15.3169 | 15.8491 | 16.2664 | 16.6117 | 16.957 | 17.0158 | 17.0745 | 17.1333 | 17.1921
STEM | SPS1 | CH | Primary Production¦Wood¦Wood residues | PJ/yr. | 7.5117 | 7.5431 | 7.5903 | 7.669 | 7.669 | 7.669 | 7.669 | 7.669 | 7.669 | 7.669 | 7.669 | 7.669
STEM | SPS1 | CH | Primary Production¦Wood¦Wood from landscape maintenance | PJ/yr. | 3.1682 | 3.4957 | 3.9868 | 4.8054 | 4.8054 | 4.8054 | 4.8054 | 4.8054 | 4.8054 | 4.8054 | 4.8054 | 4.8054
STEM | SPS1 | CH | Primary Production¦Wood¦Wood from Forest (hard wood) | PJ/yr. | 23.1806 | 25.1988 | 23.3989 | 20.3991 | 19.8669 | 19.4497 | 19.8698 | 33.2713 | 33.2713 | 33.2713 | 33.2713 | 33.2125
STEM | SPS1 | CH | Primary Production¦Waste | PJ/yr. | 70.0315 | 70.6298 | 70.2369 | 69.7874 | 69.685 | 70.1511 | 76.4197 | 78.0037 | 78.299 | 78.299 | 78.2991 | 78.2995
STEM | SPS1 | CH | Primary Production¦Waste¦Non renewable waste | PJ/yr. | 35.9311 | 35.8824 | 35.4895 | 35.04 | 34.9376 | 35.4036 | 35.6282 | 35.8529 | 35.6032 | 35.6032 | 35.6032 | 35.6032
STEM | SPS1 | CH | Primary Production¦Waste¦Renewable waste | PJ/yr. | 34.1004 | 34.7474 | 34.7474 | 34.7474 | 34.7475 | 34.7475 | 40.7915 | 42.1509 | 42.6958 | 42.6958 | 42.696 | 42.6964
STEM | SPS1 | CH | Primary Production¦Manure | PJ/yr. | 3.7981 | 10.2204 | 12.5403 | 12.5404 | 12.5404 | 12.5415 | 12.5566 | 18.8116 | 18.8116 | 18.8116 | 18.8116 | 18.8123
STEM | SPS1 | CH | Primary Production¦Hydro | PJ/yr. | 149.4305 | 125.6047 | 141.1745 | 151.1245 | 151.4747 | 151.559 | 151.8315 | 151.9314 | 151.9809 | 153.7051 | 153.6353 | 154.3758
STEM | SPS1 | CH | Primary Production¦Hydro¦Large hydro | PJ/yr. | 66.7457 | 49.7988 | 68.7598 | 70.4339 | 71.4128 | 72.4972 | 73.7515 | 74.836 | 74.836 | 74.836 | 74.836 | 74.836
STEM | SPS1 | CH | Primary Production¦Hydro¦Run-of-river hydro | PJ/yr. | 66.6324 | 55.764 | 65.55 | 64.7141 | 63.7353 | 62.6509 | 61.5657 | 60.4811 | 60.4811 | 60.4811 | 60.4811 | 60.4811
STEM | SPS1 | CH | Primary Production¦Hydro¦Pump storage | PJ/yr. | 16.0524 | 20.0419 | 6.8647 | 15.9764 | 16.3266 | 16.4109 | 16.5143 | 16.6142 | 16.6637 | 18.3879 | 18.3181 | 19.0586
STEM | SPS1 | CH | Primary Production¦Solar | PJ/yr. | 12.5565 | 16.5221 | 32.4615 | 57.8235 | 83.3715 | 91.1904 | 98.4423 | 109.3384 | 112.8861 | 115.7957 | 116.5084 | 116.7014
STEM | SPS1 | CH | Primary Production¦Wind | PJ/yr. | 0.52401 | 0.54529 | 0.50317 | 0.88322 | 0.93306 | 0.93306 | 1.0395 | 1.0396 | 1.0397 | 1.0397 | 1.0397 | 1.0398
STEM | SPS1 | CH | Primary Production¦Ambient heat | PJ/yr. | 18.873 | 22.2145 | 26.3687 | 36.4498 | 55.881 | 61.1765 | 73.412 | 87.5613 | 89.4725 | 90.5911 | 91.255 | 93.5708
STEM | SPS1 | CH | Primary Production¦Geothermal | PJ/yr. | 0 | 0 | 0 | 0 | 0 | 0.00015431 | 0.052664 | 0.041469 | 0 | 0 | 0 | 0
STEM | SPS1 | CH | Imports | PJ/yr. | 779.3861 | 702.3463 | 658.0942 | 573.2485 | 456.3853 | 364.1016 | 268.8986 | 235.3609 | 263.5838 | 376.0339 | 380.0062 | 377.9407
STEM | SPS1 | CH | Imports¦Coal | PJ/yr. | 3.66 | 3.5647 | 0.53774 | 0.00050202 | 0.00023533 | 0.00047066 | 0.00027126 | 0.00014806 | 0.00013 | 0.00011804 | 0.00014036 | 9.7472e-05
STEM | SPS1 | CH | Imports¦Oil | PJ/yr. | 310.6324 | 286.8787 | 269.564 | 195.3545 | 124.8385 | 102.8565 | 106.1975 | 111.429 | 104.3829 | 102.4919 | 103.3499 | 102.2517
STEM | SPS1 | CH | Imports¦Oil¦Fossil liquids | PJ/yr. | 303.9145 | 280.1021 | 261.1436 | 182.6985 | 100.5344 | 58.9598 | 27.5958 | 0 | 0.24252 | 0.10397 | 0.093418 | 0.082754
STEM | SPS1 | CH | Imports¦Oil¦Fossil liquids¦Light fuel oil | PJ/yr. | 101.7269 | 88.5103 | 84.3853 | 68.5726 | 39.7712 | 22.7128 | 12.1731 | 0 | 0.0056482 | 0.0050495 | 0.0033601 | 0.0062668
STEM | SPS1 | CH | Imports¦Oil¦Fossil liquids¦Heavy fuel oil | PJ/yr. | 2.7764 | 2.4674 | 0.0010673 | 0.00014384 | 0.00012163 | 0.0005819 | 0.00037812 | 0 | 0 | 0 | 0 | 0
STEM | SPS1 | CH | Imports¦Oil¦Fossil liquids¦Motor Diesel | PJ/yr. | 118.5524 | 111.7631 | 95.7599 | 63.2067 | 36.6342 | 24.3212 | 10.6201 | 0 | 0.00012704 | 0.00015641 | 0.00010758 | 0.00020263
STEM | SPS1 | CH | Imports¦Oil¦Fossil liquids¦Motor Gasoline | PJ/yr. | 79.7498 | 75.9561 | 79.1489 | 48.3496 | 21.7592 | 9.7732 | 2.872 | 0 | 0.23664 | 0.098628 | 0.089853 | 0.076082
STEM | SPS1 | CH | Imports¦Oil¦Fossil liquids¦Kerosene (excl. international aviation) | PJ/yr. | 1.109 | 1.4052 | 1.8485 | 2.5695 | 2.3696 | 2.1519 | 1.9303 | 0 | 0.00010962 | 0.00013959 | 9.8167e-05 | 0.00020204
STEM | SPS1 | CH | Imports¦Oil¦Synthetic liquids | PJ/yr. | 6.7179 | 6.7766 | 8.4204 | 12.656 | 24.3041 | 43.8967 | 78.6017 | 111.429 | 104.1404 | 102.3879 | 103.2565 | 102.169
STEM | SPS1 | CH | Imports¦Oil¦Synthetic liquids¦Total¦Motor diesel | PJ/yr. | 2.2834 | 2.378 | 4.0205 | 4.5367 | 4.4639 | 4.4631 | 5.3796 | 13.8924 | 7.0581 | 4.9588 | 4.3633 | 1.8591
STEM | SPS1 | CH | Imports¦Oil¦Synthetic liquids¦Total¦Motor Gasoline | PJ/yr. | 4.4342 | 4.3986 | 4.3994 | 2.8007 | 1.3276 | 0.58624 | 4.5594 | 1.9926 | 1.7195 | 1.1723 | 1.0693 | 0.90652
| SPS1 | CH | Imports¦Oil¦Synthetic liquids¦Total¦Kerosene | PJ/yr. | 0.00036825 | 7.304e-06 | 0.00047501 | 5.3186 | 18.5126 | 38.8474 | 68.6627 | 95.5439 | 95.3627 | 96.2568 | 97.8239 | 99.4034
STEM | SPS1 | CH | Imports¦Oil¦Synthetic liquids¦Bioliquids¦Total | PJ/yr. | 6.7179 | 6.7766 | 8.4204 | 12.656 | 11.1102 | 23.5619 | 47.7834 | 76.035 | 104.1404 | 101.6751 | 101.6894 | 100.5895
STEM | SPS1 | CH | Imports¦Oil¦Synthetic liquids¦Bioliquids¦Biodiesel | PJ/yr. | 2.2834 | 2.378 | 4.0205 | 4.5367 | 4.4639 | 4.4631 | 4.5367 | 5.3796 | 7.0581 | 4.9588 | 4.3633 | 1.8591
STEM | SPS1 | CH | Imports¦Oil¦Synthetic liquids¦Bioliquids¦Ethanol | PJ/yr. | 4.4342 | 4.3986 | 4.3994 | 2.8007 | 1.3276 | 0.58624 | 4.3994 | 1.9926 | 1.7195 | 1.1723 | 1.0693 | 0.90652
| SPS1 | CH | Imports¦Oil¦Synthetic liquids¦Bioliquids¦Biokerosene | PJ/yr. | 0.00036825 | 7.304e-06 | 0.00047501 | 5.3186 | 5.3186 | 18.5126 | 38.8474 | 68.6627 | 95.3627 | 95.5439 | 96.2568 | 97.8239
STEM | SPS1 | CH | Imports¦Oil¦Synthetic liquids¦PtL¦Total | PJ/yr. | 0 | 0 | 0 | 0 | 13.1939 | 20.3348 | 30.8183 | 35.394 | 0 | 0.71283 | 1.5671 | 1.5795
STEM | SPS1 | CH | Imports¦Oil¦Synthetic liquids¦PtL¦PtL Diesel | PJ/yr. | 0 | 0 | 0 | 0 | 0 | 0 | 0.84292 | 8.5128 | 0 | 0 | 0 | 0
STEM | SPS1 | CH | Imports¦Oil¦Synthetic liquids¦PtL¦PtL Gasoline | PJ/yr. | 0 | 0 | 0 | 0 | 0 | 0 | 0.16003 | 0 | 0 | 0 | 0 | 0
| SPS1 | CH | Imports¦Oil¦Synthetic liquids¦PtL¦PtL Kerosene | PJ/yr. | 0 | 0 | 0 | 0 | 13.1939 | 20.3348 | 29.8154 | 26.8812 | 0 | 0.71283 | 1.5671 | 1.5795
STEM | SPS1 | CH | Imports¦Gas | PJ/yr. | 116.9855 | 107.2365 | 113.3537 | 110.5899 | 98.9601 | 100.2701 | 87.7292 | 43.6912 | 33.2547 | 34.7502 | 39.5953 | 41.3263
STEM | SPS1 | CH | Imports¦Gas¦Fossil gases¦Total | PJ/yr. | 116.9855 | 106.72 | 112.1866 | 106.223 | 93.0298 | 92.0419 | 76.1248 | 27.1263 | 9.4012 | 2.3209 | 1.5107 | 0.0017799
STEM | SPS1 | CH | Imports¦Gas¦Fossil gases¦Natural gas | PJ/yr. | 116.9855 | 106.72 | 112.1866 | 106.2228 | 93.0292 | 92.0415 | 76.1246 | 27.1261 | 9.4009 | 2.3194 | 1.5096 | 0.00065145
STEM | SPS1 | CH | Imports¦Gas¦Fossil gases¦Liquified Natural Gas | PJ/yr. | 0 | 0 | 0 | 0.00014483 | 0.00058791 | 0.00038401 | 0.00026102 | 0.00021259 | 0.00028634 | 0.0015315 | 0.0011404 | 0.0011285
STEM | SPS1 | CH | Imports¦Gas¦Synthetic gases | PJ/yr. | 0 | 0.5165 | 1.1671 | 4.367 | 5.9303 | 8.2282 | 11.6044 | 16.5649 | 23.8535 | 32.4293 | 38.0846 | 41.3245
STEM | SPS1 | CH | Imports¦Gas¦Synthetic gases¦Biogases | PJ/yr. | 0 | 0.5165 | 1.1671 | 4.367 | 4.367 | 5.9303 | 8.2282 | 11.6044 | 16.5649 | 23.8535 | 32.4293 | 38.0846
STEM | SPS1 | CH | Imports¦Gas¦Synthetic gases¦Biogases¦Biogas | PJ/yr. | 0 | 0.5165 | 1.1671 | 4.367 | 4.367 | 5.9303 | 8.2282 | 11.6044 | 16.5649 | 23.8535 | 32.4293 | 38.0846
STEM | SPS1 | CH | Imports¦Gas¦Synthetic gases¦PtG | PJ/yr. | 0 | 0 | 0 | 0 | 1.5633 | 2.2979 | 3.3762 | 4.9606 | 7.2886 | 8.5758 | 5.6553 | 3.2399
STEM | SPS1 | CH | Imports¦Gas¦Synthetic gases¦PtG¦PtG gas | PJ/yr. | 0 | 0 | 0 | 0 | 1.5633 | 2.2979 | 3.3762 | 4.9606 | 7.2886 | 8.5758 | 5.6553 | 3.2399
STEM | SPS1 | CH | Imports¦Nuclear fuel | PJ/yr. | 250.9482 | 254.3925 | 224.1869 | 221.5374 | 190.498 | 100.0358 | 0 | 0 | 48.9527 | 182.453 | 182.453 | 182.4531
STEM | SPS1 | CH | Imports¦Electricity | PJ/yr. | 97.16 | 50.2738 | 50.4518 | 45.7661 | 42.0884 | 55.169 | 65.5443 | 69.2138 | 69.2063 | 50.9467 | 49.2214 | 46.7244
STEM | SPS1 | CH | Imports¦Electricity¦Austria | PJ/yr. | 15.0138 | 0.0062335 | 0.0036702 | 0.0054788 | 0.001594 | 0.002319 | 0.0040615 | 0.0040087 | 0.0052232 | 7.0576 | 6.8663 | 6.4938
STEM | SPS1 | CH | Imports¦Electricity¦France | PJ/yr. | 28.9486 | 21.2961 | 26.5148 | 15.4087 | 23.8272 | 29.9737 | 38.5882 | 50.395 | 49.8002 | 43.3567 | 42.3538 | 40.228
STEM | SPS1 | CH | Imports¦Electricity¦Germany | PJ/yr. | 46.3985 | 28.9713 | 23.9332 | 30.3519 | 18.2596 | 25.193 | 26.9519 | 18.8146 | 19.4008 | 0.53237 | 0.0012129 | 0.0024207
STEM | SPS1 | CH | Imports¦Electricity¦Italy | PJ/yr. | 6.7991 | 0.00015095 | 0.00013496 | 6.181e-05 | 8.439e-05 | 9.5546e-05 | 0.00010333 | 0.00010412 | 8.5841e-05 | 9.2922e-05 | 8.8397e-05 | 0.00014664
STEM | SPS1 | CH | Imports¦Hydrogen | PJ/yr. | 0 | 0 | 0 | 0 | 0 | 5.7697 | 9.4274 | 11.0267 | 7.787 | 5.3919 | 5.3864 | 5.1851
STEM | SPS1 | CH | Exports | PJ/yr. | 117.17 | 35.6583 | 64.4306 | 69.5214 | 49.2324 | 35.6141 | 19.0619 | 13.721 | 20.6208 | 38.4733 | 38.5462 | 39.0197
STEM | SPS1 | CH | Exports¦Electricity | PJ/yr. | 117.17 | 35.6583 | 64.4306 | 69.5214 | 49.2324 | 35.6141 | 19.0619 | 13.721 | 20.6208 | 38.4733 | 38.5462 | 39.0197
STEM | SPS1 | CH | Exports¦Electricity¦Austria | PJ/yr. | 6.2296 | 0.00022465 | 0.00028426 | 7.174e-05 | 0.00010278 | 9.2342e-05 | 7.2228e-05 | 6.4206e-05 | 3.8334e-05 | 4.8521e-05 | 4.6802e-05 | 7.8442e-05
STEM | SPS1 | CH | Exports¦Electricity¦France | PJ/yr. | 12.7534 | 0.0001656 | 0.00016823 | 0.0001555 | 0.00021088 | 0.00012329 | 9.3544e-05 | 0.00011562 | 0.00010732 | 0.00016609 | 0.00015867 | 0.00033567
STEM | SPS1 | CH | Exports¦Electricity¦Germany | PJ/yr. | 26.493 | 0.00012418 | 0.00014081 | 0.0002548 | 0.00028622 | 0.00017655 | 0.0001184 | 9.3272e-05 | 6.2183e-05 | 0.00011825 | 0.00011916 | 0.00026576
STEM | SPS1 | CH | Exports¦Electricity¦Italy | PJ/yr. | 71.6941 | 35.6578 | 64.43 | 69.5209 | 49.2318 | 35.6137 | 19.0616 | 13.7207 | 20.6206 | 38.4729 | 38.5459 | 39.019
STEM | SPS1 | CH | Electricity generation | PJ/yr. | 250.8271 | 229.6411 | 255.1145 | 290.5814 | 307.4712 | 289.654 | 270.0942 | 280.2432 | 299.9326 | 349.2314 | 350.7523 | 353.6589
STEM | SPS1 | CH | Electricity generation¦Nuclear Fuel | PJ/yr. | 82.76 | 83.1097 | 73.08 | 73.08 | 62.8813 | 33.1698 | 0 | 0 | 15.4219 | 59.1214 | 59.1214 | 59.1214
STEM | SPS1 | CH | Electricity generation¦Nuclear Fuel¦Nuclear power plants | PJ/yr. | 82.76 | 83.1097 | 73.08 | 73.08 | 62.8813 | 33.1698 | 0 | 0 | 15.4219 | 59.1214 | 59.1214 | 59.1214
STEM | SPS1 | CH | Electricity generation¦Hydro | PJ/yr. | 146.22 | 121.5963 | 139.8015 | 147.9292 | 148.2094 | 148.2768 | 148.5286 | 148.6086 | 148.6482 | 150.0275 | 149.9716 | 150.5641
STEM | SPS1 | CH | Electricity generation¦Hydro¦Hydro Large | PJ/yr. | 66.7457 | 49.7988 | 68.7598 | 70.4339 | 71.4128 | 72.4972 | 73.7515 | 74.836 | 74.836 | 74.836 | 74.836 | 74.836
STEM | SPS1 | CH | Electricity generation¦Hydro¦Hydro Run of River | PJ/yr. | 66.6324 | 55.764 | 65.55 | 64.7141 | 63.7353 | 62.6509 | 61.5657 | 60.4811 | 60.4811 | 60.4811 | 60.4811 | 60.4811
STEM | SPS1 | CH | Electricity generation¦Hydro¦Pump storage | PJ/yr. | 12.8419 | 16.0335 | 5.4918 | 12.7811 | 13.0613 | 13.1287 | 13.2115 | 13.2914 | 13.331 | 14.7103 | 14.6545 | 15.2469
STEM | SPS1 | CH | Electricity generation¦Oil | PJ/yr. | 0.1119 | 0.17153 | 0.0099254 | 0.17153 | 0.17153 | 0.17153 | 0.17153 | 5.7174e-06 | 0.024827 | 0.024339 | 0.17153 | 0.17153
STEM | SPS1 | CH | Electricity generation¦Oil¦Peak devices | PJ/yr. | 0.039601 | 1.6453e-05 | 0.00094895 | 0.000135 | 0.00011189 | 0.17123 | 0.17136 | 5.7174e-06 | 0.00124 | 0.00080578 | 0.00050306 | 0.00099081
STEM | SPS1 | CH | Electricity generation¦Oil¦CHP Oil (for District Heating) | PJ/yr. | 0.0018006 | 1.0879e-05 | 0.00032678 | 0.00010689 | 4.4021e-05 | 0.00029839 | 0.00017149 | 0 | 3.8262e-05 | 3.847e-05 | 3.8534e-05 | 4.0416e-05
STEM | SPS1 | CH | Electricity generation¦Oil¦Industrial CHPs oil | PJ/yr. | 0.070501 | 0.1715 | 0.0086497 | 0.17129 | 0.17137 | 0 | 0 | 0 | 0.023548 | 0.023495 | 0.17099 | 0.1705
STEM | SPS1 | CH | Electricity generation¦Oil¦Fossil liquids | PJ/yr. | 0.1119 | 0.17153 | 0.0099254 | 0.17153 | 0.17153 | 0.17153 | 0.17153 | 5.7174e-06 | 0.024827 | 0.024339 | 0.17153 | 0.17153
STEM | SPS1 | CH | Electricity generation¦Oil¦Fossil liquids¦Peak devices | PJ/yr. | 0.039601 | 1.6453e-05 | 0.00094895 | 0.000135 | 0.00011189 | 0.17123 | 0.17136 | 5.7174e-06 | 0.00124 | 0.00080578 | 0.00050306 | 0.00099081
STEM | SPS1 | CH | Electricity generation¦Oil¦Fossil liquids¦CHP Oil (for District Heating) | PJ/yr. | 0.0018006 | 1.0879e-05 | 0.00032678 | 0.00010689 | 4.4021e-05 | 0.00029839 | 0.00017149 | 0 | 3.8262e-05 | 3.847e-05 | 3.8534e-05 | 4.0416e-05
STEM | SPS1 | CH | Electricity generation¦Oil¦Fossil liquids¦Industrial CHPs oil | PJ/yr. | 0.070501 | 0.1715 | 0.0086497 | 0.17129 | 0.17137 | 0 | 0 | 0 | 0.023548 | 0.023495 | 0.17099 | 0.1705
STEM | SPS1 | CH | Electricity generation¦Oil¦Synthetic liquids | PJ/yr. | 0 | 0 | 0 | 0 | 0 | 0 | 0 | 0 | 0 | 0 | 0 | 0
STEM | SPS1 | CH | Electricity generation¦Oil¦Synthetic liquids¦Peak devices | PJ/yr. | 0 | 0 | 0 | 0 | 0 | 0 | 0 | 0 | 0 | 0 | 0 | 0
STEM | SPS1 | CH | Electricity generation¦Oil¦Synthetic liquids¦CHP Oil (for District Heating) | PJ/yr. | 0 | 0 | 0 | 0 | 0 | 0 | 0 | 0 | 0 | 0 | 0 | 0
STEM | SPS1 | CH | Electricity generation¦Oil¦Synthetic liquids¦Industrial CHPs oil | PJ/yr. | 0 | 0 | 0 | 0 | 0 | 0 | 0 | 0 | 0 | 0 | 0 | 0
STEM | SPS1 | CH | Electricity generation¦Gas | PJ/yr. | 3.2306 | 2.1871 | 2.5044 | 2.9174 | 2.9818 | 2.875 | 3.771 | 4.0227 | 4.8748 | 5.6105 | 6.2783 | 6.33
STEM | SPS1 | CH | Electricity generation¦Gas¦Gas turbines combined cycle | PJ/yr. | 0 | 0 | 0 | 0 | 0 | 5.3314e-06 | 3.2343e-06 | 7.5367e-05 | 0.0011479 | 0.00069516 | 0.0007405 | 0.0012079
STEM | SPS1 | CH | Electricity generation¦Gas¦Gas turbines open cycle | PJ/yr. | 0 | 0 | 0 | 0 | 0 | 1.268e-06 | 0 | 0.03567 | 0.018492 | 0.0028217 | 0.004873 | 0.0050629
STEM | SPS1 | CH | Electricity generation¦Gas¦Gas turbines combined cycle CCS | PJ/yr. | 0 | 0 | 0 | 0 | 0 | 0 | 2.9271e-06 | 7.8598e-05 | 0.019372 | 0.040519 | 0.037689 | 0.036987
STEM | SPS1 | CH | Electricity generation¦Gas¦CHP Gas (for District Heating) | PJ/yr. | 0.96588 | 9.9389e-05 | 0.00058234 | 0 | 0 | 0 | 0 | 0 | 0 | 0 | 0 | 0
STEM | SPS1 | CH | Electricity generation¦Gas¦CHP Fuel Cell Gas (for District Heating) | PJ/yr. | 0 | 0 | 0 | 0 | 0 | 0 | 0 | 0 | 0 | 0 | 0 | 0
STEM | SPS1 | CH | Electricity generation¦Gas¦Industrial CHPs gas | PJ/yr. | 0.66996 | 0.42367 | 0.051736 | 0.35853 | 0.2117 | 0.66613 | 0.4239 | 0.42426 | 0.4241 | 0.24588 | 0.42426 | 0.4242
STEM | SPS1 | CH | Electricity generation¦Gas¦Industrial CHPs gas (CCS) | PJ/yr. | 0 | 0 | 0 | 0 | 0 | 0.0019906 | 0.24509 | 0.24531 | 0.24522 | 0.14218 | 0.24531 | 0.24527
STEM | SPS1 | CH | Electricity generation¦Gas¦Industrial CHPs fuel cells (gas reformer) | PJ/yr. | 0 | 0 | 0 | 0.00012894 | 0.00020446 | 0.0018606 | 0.00099116 | 0.00041439 | 0.00065777 | 0.00044711 | 0.00040789 | 0.00051548
STEM | SPS1 | CH | Electricity generation¦Gas¦Residential single family CHPs gas | PJ/yr. | 0.013279 | 0.00235 | 0.0067282 | 0.0031489 | 0.0029207 | 0.0020369 | 0 | 0 | 0.00083676 | 0.0016566 | 0.0019523 | 0.0031843
STEM | SPS1 | CH | Electricity generation¦Gas¦Residential single family CHPs fuel cells gas | PJ/yr. | 0 | 0 | 0 | 0 | 0 | 0 | 0 | 0 | 0.00040208 | 0.00065981 | 0.00065787 | 0.0013838
STEM | SPS1 | CH | Electricity generation¦Gas¦Residential multi family CHPs gas | PJ/yr. | 0.027677 | 0.029162 | 0.11879 | 0.11788 | 0.11875 | 0.050504 | 0 | 0 | 0.00062493 | 0.0025148 | 0.0016256 | 0.047409
STEM | SPS1 | CH | Electricity generation¦Gas¦Residential multi family CHPs fuel cells gas | PJ/yr. | 0 | 0 | 0 | 0 | 0 | 0 | 0 | 0 | 0.00084073 | 0.0014847 | 0.0011354 | 0.0032582
STEM | SPS1 | CH | Electricity generation¦Gas¦Services sectors CHPs (bio)gas | PJ/yr. | 0.95937 | 1.1059 | 1.106 | 1.106 | 1.3642 | 1.3712 | 3.101 | 3.3169 | 4.1618 | 5.1702 | 5.5586 | 5.5587
STEM | SPS1 | CH | Electricity generation¦Gas¦Services sectors CHPs gas | PJ/yr. | 0.5944 | 0.62587 | 1.2206 | 1.3317 | 1.284 | 0.78124 | 0 | 0 | 0.00086093 | 0.00074185 | 0.00058467 | 0.0015273
STEM | SPS1 | CH | Electricity generation¦Gas¦Services sectors CHPs fuel cells (gas reformer) | PJ/yr. | 0 | 0 | 0 | 0 | 0 | 0 | 0 | 0 | 0.00046604 | 0.00061406 | 0.00046457 | 0.001276
STEM | SPS1 | CH | Electricity generation¦Gas¦Fossil gases | PJ/yr. | 2.2129 | 1.0335 | 1.3039 | 1.7746 | 1.5767 | 1.3719 | 0.52589 | 0.29902 | 0.0020368 | 0.0029873 | 0.0024026 | 0.018929
STEM | SPS1 | CH | Electricity generation¦Gas¦Fossil gases¦Gas turbines combined cycle | PJ/yr. | 0 | 0 | 0 | 0 | 0 | 4.8639e-06 | 2.5387e-06 | 3.193e-05 | 3.2792e-06 | 4.7174e-06 | 2.472e-06 | 2.9645e-05
STEM | SPS1 | CH | Electricity generation¦Gas¦Fossil gases¦Gas turbines open cycle | PJ/yr. | 0 | 0 | 0 | 0 | 0 | 1.1568e-06 | 0 | 0.015112 | 5.2826e-05 | 1.9148e-05 | 1.6268e-05 | 0.00012426
STEM | SPS1 | CH | Electricity generation¦Gas¦Fossil gases¦Gas turbines combined cycle CCS | PJ/yr. | 0 | 0 | 0 | 0 | 0 | 0 | 2.2976e-06 | 3.3299e-05 | 5.5338e-05 | 0.00027496 | 0.00012582 | 0.00090776
STEM | SPS1 | CH | Electricity generation¦Gas¦Fossil gases¦CHP Gas (for District Heating) | PJ/yr. | 0.94108 | 9.501e-05 | 0.00054298 | 0 | 0 | 0 | 0 | 0 | 0 | 0 | 0 | 0
STEM | SPS1 | CH | Electricity generation¦Gas¦Fossil gases¦CHP Fuel Cell Gas (for District Heating) | PJ/yr. | 0 | 0 | 0 | 0 | 0 | 0 | 0 | 0 | 0 | 0 | 0 | 0
STEM | SPS1 | CH | Electricity generation¦Gas¦Fossil gases¦Industrial CHPs gas | PJ/yr. | 0.65276 | 0.405 | 0.048239 | 0.35125 | 0.20636 | 0.60772 | 0.33273 | 0.17974 | 0.0012115 | 0.0016686 | 0.0014163 | 0.010411
STEM | SPS1 | CH | Electricity generation¦Gas¦Fossil gases¦Industrial CHPs gas (CCS) | PJ/yr. | 0 | 0 | 0 | 0 | 0 | 0.001816 | 0.19238 | 0.10393 | 0.00070049 | 0.00096481 | 0.00081891 | 0.0060196
STEM | SPS1 | CH | Electricity generation¦Gas¦Fossil gases¦Industrial CHPs fuel cells (gas reformer) | PJ/yr. | 0 | 0 | 0 | 0.00012632 | 0.0001993 | 0.0016974 | 0.00077799 | 0.00017556 | 1.879e-06 | 3.0341e-06 | 1.3617e-06 | 1.2651e-05
STEM | SPS1 | CH | Electricity generation¦Gas¦Fossil gases¦Residential single family CHPs gas | PJ/yr. | 0.012938 | 0.0022465 | 0.0062734 | 0.003085 | 0.0028469 | 0.0018583 | 0 | 0 | 2.3903e-06 | 1.1242e-05 | 6.5174e-06 | 7.815e-05
STEM | SPS1 | CH | Electricity generation¦Gas¦Fossil gases¦Residential single family CHPs fuel cells gas | PJ/yr. | 0 | 0 | 0 | 0 | 0 | 0 | 0 | 0 | 1.1486e-06 | 4.4775e-06 | 2.1962e-06 | 3.3963e-05
STEM | SPS1 | CH | Electricity generation¦Gas¦Fossil gases¦Residential multi family CHPs gas | PJ/yr. | 0.026967 | 0.027877 | 0.11076 | 0.11549 | 0.11575 | 0.046075 | 0 | 0 | 1.7852e-06 | 1.7065e-05 | 5.4267e-06 | 0.0011635
STEM | SPS1 | CH | Electricity generation¦Gas¦Fossil gases¦Residential multi family CHPs fuel cells gas | PJ/yr. | 0 | 0 | 0 | 0 | 0 | 0 | 0 | 0 | 2.4017e-06 | 1.0075e-05 | 3.7904e-06 | 7.9965e-05
STEM | SPS1 | CH | Electricity generation¦Gas¦Fossil gases¦Services sectors CHPs (bio)gas | PJ/yr. | 0 | 0 | 0 | 0 | 0 | 0 | 0 | 0 | 0 | 0 | 0 | 0
STEM | SPS1 | CH | Electricity generation¦Gas¦Fossil gases¦Services sectors CHPs gas | PJ/yr. | 0.57914 | 0.59829 | 1.1381 | 1.3047 | 1.2516 | 0.71273 | 0 | 0 | 2.4594e-06 | 5.0342e-06 | 1.9518e-06 | 3.7485e-05
STEM | SPS1 | CH | Electricity generation¦Gas¦Fossil gases¦Services sectors CHPs fuel cells (gas reformer) | PJ/yr. | 0 | 0 | 0 | 0 | 0 | 0 | 0 | 0 | 1.3313e-06 | 4.167e-06 | 1.5509e-06 | 3.1316e-05
STEM | SPS1 | CH | Electricity generation¦Gas¦Synthetic gases | PJ/yr. | 1.0177 | 1.1536 | 1.2005 | 1.1428 | 1.405 | 1.5031 | 3.2451 | 3.7237 | 4.8728 | 5.6075 | 6.2759 | 6.3111
STEM | SPS1 | CH | Electricity generation¦Gas¦Synthetic gases¦Gas turbines combined cycle | PJ/yr. | 0 | 0 | 0 | 0 | 0 | 4.675e-07 | 6.9563e-07 | 4.3437e-05 | 0.0011446 | 0.00069045 | 0.00073803 | 0.0011782
STEM | SPS1 | CH | Electricity generation¦Gas¦Synthetic gases¦Gas turbines open cycle | PJ/yr. | 0 | 0 | 0 | 0 | 0 | 1.1119e-07 | 0 | 0.020558 | 0.01844 | 0.0028026 | 0.0048568 | 0.0049386
STEM | SPS1 | CH | Electricity generation¦Gas¦Synthetic gases¦Gas turbines combined cycle CCS | PJ/yr. | 0 | 0 | 0 | 0 | 0 | 0 | 6.2956e-07 | 4.5299e-05 | 0.019316 | 0.040244 | 0.037563 | 0.036079
STEM | SPS1 | CH | Electricity generation¦Gas¦Synthetic gases¦CHP Gas (for District Heating) | PJ/yr. | 0.024796 | 4.3797e-06 | 3.936e-05 | 0 | 0 | 0 | 0 | 0 | 0 | 0 | 0 | 0
STEM | SPS1 | CH | Electricity generation¦Gas¦Synthetic gases¦CHP Fuel Cell Gas (for District Heating) | PJ/yr. | 0 | 0 | 0 | 0 | 0 | 0 | 0 | 0 | 0 | 0 | 0 | 0
STEM | SPS1 | CH | Electricity generation¦Gas¦Synthetic gases¦Industrial CHPs gas | PJ/yr. | 0.017199 | 0.018669 | 0.0034969 | 0.0072792 | 0.0053452 | 0.058412 | 0.091171 | 0.24452 | 0.42289 | 0.24422 | 0.42284 | 0.41379
STEM | SPS1 | CH | Electricity generation¦Gas¦Synthetic gases¦Industrial CHPs gas (CCS) | PJ/yr. | 0 | 0 | 0 | 0 | 0 | 0.00017455 | 0.052714 | 0.14138 | 0.24451 | 0.14121 | 0.24449 | 0.23925
STEM | SPS1 | CH | Electricity generation¦Gas¦Synthetic gases¦Industrial CHPs fuel cells (gas reformer) | PJ/yr. | 0 | 0 | 0 | 2.6178e-06 | 5.1623e-06 | 0.00016315 | 0.00021318 | 0.00023883 | 0.00065589 | 0.00044408 | 0.00040653 | 0.00050283
STEM | SPS1 | CH | Electricity generation¦Gas¦Synthetic gases¦Residential single family CHPs gas | PJ/yr. | 0.00034089 | 0.00010356 | 0.00045476 | 6.3932e-05 | 7.3743e-05 | 0.00017861 | 0 | 0 | 0.00083437 | 0.0016453 | 0.0019458 | 0.0031061
STEM | SPS1 | CH | Electricity generation¦Gas¦Synthetic gases¦Residential single family CHPs fuel cells gas | PJ/yr. | 0 | 0 | 0 | 0 | 0 | 0 | 0 | 0 | 0.00040093 | 0.00065533 | 0.00065567 | 0.0013499
STEM | SPS1 | CH | Electricity generation¦Gas¦Synthetic gases¦Residential multi family CHPs gas | PJ/yr. | 0.00071053 | 0.001285 | 0.008029 | 0.0023934 | 0.0029982 | 0.0044286 | 0 | 0 | 0.00062315 | 0.0024977 | 0.0016202 | 0.046245
STEM | SPS1 | CH | Electricity generation¦Gas¦Synthetic gases¦Residential multi family CHPs fuel cells gas | PJ/yr. | 0 | 0 | 0 | 0 | 0 | 0 | 0 | 0 | 0.00083833 | 0.0014746 | 0.0011316 | 0.0031782
STEM | SPS1 | CH | Electricity generation¦Gas¦Synthetic gases¦Services sectors CHPs (bio)gas | PJ/yr. | 0.95937 | 1.1059 | 1.106 | 1.106 | 1.3642 | 1.3712 | 3.101 | 3.3169 | 4.1618 | 5.1702 | 5.5586 | 5.5587
STEM | SPS1 | CH | Electricity generation¦Gas¦Synthetic gases¦Services sectors CHPs gas | PJ/yr. | 0.015259 | 0.027579 | 0.0825 | 0.027038 | 0.032419 | 0.068506 | 0 | 0 | 0.00085848 | 0.00073681 | 0.00058271 | 0.0014899
STEM | SPS1 | CH | Electricity generation¦Gas¦Synthetic gases¦Services sectors CHPs fuel cells (gas reformer) | PJ/yr. | 0 | 0 | 0 | 0 | 0 | 0 | 0 | 0 | 0.00046471 | 0.00060989 | 0.00046302 | 0.0012447
STEM | SPS1 | CH | Electricity generation¦Wastes | PJ/yr. | 8.2846 | 8.9564 | 9.1873 | 9.1449 | 9.2243 | 9.4509 | 10.8215 | 11.2047 | 11.1108 | 11.1108 | 11.1108 | 11.1108
STEM | SPS1 | CH | Electricity generation¦Wastes¦Wastes Incineration (electric only) | PJ/yr. | 6.507 | 7.3028 | 7.4118 | 7.3981 | 7.4919 | 5.8265 | 4.5215 | 4.7 | 4.6534 | 4.6534 | 4.6534 | 4.6534
STEM | SPS1 | CH | Electricity generation¦Wastes¦Wastes Incineration (electric only) CCS | PJ/yr. | 0 | 0 | 0 | 0 | 0 | 1.8927 | 4.3143 | 4.4886 | 4.4441 | 4.4441 | 4.4441 | 4.4441
STEM | SPS1 | CH | Electricity generation¦Wastes¦CHP Wastes (for District Heating) | PJ/yr. | 1.5475 | 1.4235 | 1.4387 | 1.4138 | 1.4032 | 1.0919 | 0.68349 | 0.70436 | 0.70858 | 0.70858 | 0.70858 | 0.70858
STEM | SPS1 | CH | Electricity generation¦Wastes¦CHP Wastes (for District Heating) CCS | PJ/yr. | 0 | 0 | 0 | 0 | 0 | 0.31659 | 0.70631 | 0.71887 | 0.71175 | 0.71175 | 0.71175 | 0.71175
STEM | SPS1 | CH | Electricity generation¦Wastes¦Industrial CHPs wastes | PJ/yr. | 0.23004 | 0.23016 | 0.33671 | 0.33295 | 0.32919 | 0.28402 | 6.7492e-05 | 2.8916e-05 | 4.7939e-05 | 2.9758e-05 | 5.0452e-05 | 3.176e-05
STEM | SPS1 | CH | Electricity generation¦Wastes¦Industrial CHPs wastes CCS | PJ/yr. | 0 | 0 | 0 | 0 | 0 | 0.039159 | 0.59585 | 0.59293 | 0.5929 | 0.59293 | 0.59291 | 0.59293
STEM | SPS1 | CH | Electricity generation¦Wastes¦Renewable¦Total | PJ/yr. | 4.0273 | 4.3631 | 4.4253 | 4.406 | 4.4475 | 4.5638 | 5.1128 | 5.3059 | 5.2589 | 5.2589 | 5.2589 | 5.2589
STEM | SPS1 | CH | Electricity generation¦Wastes¦Renewable¦Wastes Incineration (electric only) | PJ/yr. | 3.2535 | 3.6514 | 3.7059 | 3.6991 | 3.7459 | 2.9133 | 2.2607 | 2.35 | 2.3267 | 2.3267 | 2.3267 | 2.3267
STEM | SPS1 | CH | Electricity generation¦Wastes¦Renewable¦Wastes Incineration (electric only) CCS | PJ/yr. | 0 | 0 | 0 | 0 | 0 | 0.94633 | 2.1571 | 2.2443 | 2.2221 | 2.2221 | 2.2221 | 2.2221
STEM | SPS1 | CH | Electricity generation¦Wastes¦Renewable¦CHP Wastes (for District Heating) | PJ/yr. | 0.77377 | 0.71176 | 0.71937 | 0.70689 | 0.7016 | 0.54596 | 0.34174 | 0.35218 | 0.35429 | 0.35429 | 0.35429 | 0.35429
STEM | SPS1 | CH | Electricity generation¦Wastes¦Renewable¦CHP Wastes (for District Heating) CCS | PJ/yr. | 0 | 0 | 0 | 0 | 0 | 0.1583 | 0.35316 | 0.35943 | 0.35588 | 0.35588 | 0.35588 | 0.35588
STEM | SPS1 | CH | Electricity generation¦Wastes¦Renewable¦Industrial CHPs wastes | PJ/yr. | 0 | 0 | 0 | 0 | 0 | 0 | 0 | 0 | 0 | 0 | 0 | 0
STEM | SPS1 | CH | Electricity generation¦Wastes¦Renewable¦Industrial CHPs wastes CCS | PJ/yr. | 0 | 0 | 0 | 0 | 0 | 0 | 0 | 0 | 0 | 0 | 0 | 0
STEM | SPS1 | CH | Electricity generation¦Wastes¦Non Renewable | PJ/yr. | 4.2573 | 4.5933 | 4.762 | 4.7389 | 4.7767 | 4.887 | 5.7087 | 5.8988 | 5.8519 | 5.8519 | 5.8519 | 5.8519
STEM | SPS1 | CH | Electricity generation¦Wastes¦Non Renewable¦Wastes Incineration (electric only) | PJ/yr. | 3.2535 | 3.6514 | 3.7059 | 3.6991 | 3.7459 | 2.9133 | 2.2607 | 2.35 | 2.3267 | 2.3267 | 2.3267 | 2.3267
STEM | SPS1 | CH | Electricity generation¦Wastes¦Non Renewable¦Wastes Incineration (electric only) CCS | PJ/yr. | 0 | 0 | 0 | 0 | 0 | 0.94633 | 2.1571 | 2.2443 | 2.2221 | 2.2221 | 2.2221 | 2.2221
STEM | SPS1 | CH | Electricity generation¦Wastes¦Non Renewable¦CHP Wastes (for District Heating) | PJ/yr. | 0.77377 | 0.71176 | 0.71937 | 0.70689 | 0.7016 | 0.54596 | 0.34174 | 0.35218 | 0.35429 | 0.35429 | 0.35429 | 0.35429
STEM | SPS1 | CH | Electricity generation¦Wastes¦Non Renewable¦CHP Wastes (for District Heating) CCS | PJ/yr. | 0 | 0 | 0 | 0 | 0 | 0.1583 | 0.35316 | 0.35943 | 0.35588 | 0.35588 | 0.35588 | 0.35588
STEM | SPS1 | CH | Electricity generation¦Wastes¦Non Renewable¦Industrial CHPs wastes | PJ/yr. | 0.23004 | 0.23016 | 0.33671 | 0.33295 | 0.32919 | 0.28402 | 6.7492e-05 | 2.8916e-05 | 4.7939e-05 | 2.9758e-05 | 5.0452e-05 | 3.176e-05
STEM | SPS1 | CH | Electricity generation¦Wastes¦Non Renewable¦Industrial CHPs wastes CCS | PJ/yr. | 0 | 0 | 0 | 0 | 0 | 0.039159 | 0.59585 | 0.59293 | 0.5929 | 0.59293 | 0.59291 | 0.59293
STEM | SPS1 | CH | Electricity generation¦Wood | PJ/yr. | 0.24231 | 0.24231 | 1.1373 | 1.5932 | 1.5932 | 4.1712 | 5.2145 | 5.8868 | 5.8067 | 5.8868 | 5.869 | 5.8868
STEM | SPS1 | CH | Electricity generation¦Wood¦CHP Wood (for District Heating) | PJ/yr. | 0.069849 | 0.00010271 | 0.0049492 | 0.00039382 | 0.0013743 | 0.78178 | 1.1675 | 1.0007 | 0.97782 | 0.98021 | 0.98007 | 1.0043
STEM | SPS1 | CH | Electricity generation¦Wood¦Biomass with CCS (BECCS) | PJ/yr. | 0 | 0 | 0 | 0 | 0 | 0.00016549 | 0.018703 | 0.39467 | 0.41899 | 0.41999 | 0.41995 | 0.43019
STEM | SPS1 | CH | Electricity generation¦Wood¦Industrial CHPs wood | PJ/yr. | 0.17246 | 0.24221 | 1.1323 | 1.5919 | 1.5905 | 0.64937 | 0.20667 | 0.00063491 | 0.00053012 | 0.00053612 | 0.00043871 | 0.00056133
STEM | SPS1 | CH | Electricity generation¦Wood¦Industrial CHPs wood (CCS) | PJ/yr. | 0 | 0 | 0 | 0 | 0 | 2.5781 | 3.6213 | 4.2936 | 4.2135 | 4.2936 | 4.2758 | 4.2936
STEM | SPS1 | CH | Electricity generation¦Wood¦Residential single family CHPs wood | PJ/yr. | 0 | 0 | 0 | 0.00023281 | 0.00039137 | 0.0014867 | 0.0027073 | 0.0033638 | 0.0021844 | 0.0015153 | 0.0015117 | 0.0020778
STEM | SPS1 | CH | Electricity generation¦Wood¦Residential multi family CHPs wood | PJ/yr. | 0 | 0 | 0 | 0.00034202 | 0.00060192 | 0.15783 | 0.19535 | 0.19241 | 0.19175 | 0.18995 | 0.19045 | 0.15467
STEM | SPS1 | CH | Electricity generation¦Wood¦Services sectors CHPs wood | PJ/yr. | 0 | 0 | 0 | 0.00026239 | 0.00026977 | 0.0025545 | 0.0022281 | 0.0013872 | 0.0019021 | 0.00098195 | 0.00076493 | 0.00137
STEM | SPS1 | CH | Electricity generation¦Wind | PJ/yr. | 0.524 | 0.54529 | 0.50316 | 0.88321 | 0.93305 | 0.93305 | 1.0395 | 1.0396 | 1.0397 | 1.0397 | 1.0397 | 1.0398
STEM | SPS1 | CH | Electricity generation¦Wind¦Wind turbines | PJ/yr. | 0.524 | 0.54529 | 0.50316 | 0.88321 | 0.93305 | 0.93305 | 1.0395 | 1.0396 | 1.0397 | 1.0397 | 1.0397 | 1.0398
STEM | SPS1 | CH | Electricity generation¦Solar | PJ/yr. | 9.355 | 12.8213 | 28.8 | 54.6426 | 79.7276 | 85.7759 | 93.0951 | 100.2649 | 103.816 | 106.7966 | 107.4818 | 109.6653
STEM | SPS1 | CH | Electricity generation¦Solar¦Solar PV (large scale) | PJ/yr. | 0 | 0 | 0.15619 | 0.5382 | 2.3203 | 4.42 | 7.5892 | 10.3973 | 9.3643 | 7.5269 | 3.1483 | 0.0097145
STEM | SPS1 | CH | Electricity generation¦Solar¦Solar PV (Industry) | PJ/yr. | 3.518 | 4.8486 | 11.9271 | 14.1166 | 19.7847 | 20.7939 | 21.8546 | 22.9694 | 24.1411 | 25.3725 | 26.6668 | 28.027
STEM | SPS1 | CH | Electricity generation¦Solar¦Solar PV (Residential single family) | PJ/yr. | 2.1349 | 3.3907 | 4.3179 | 18.9176 | 19.8826 | 20.8968 | 21.9627 | 23.0831 | 24.2605 | 25.4981 | 26.7987 | 28.1657
STEM | SPS1 | CH | Electricity generation¦Solar¦Solar PV (Residential multi family) | PJ/yr. | 0.86248 | 1.2876 | 5.8107 | 13.4607 | 14.1473 | 14.8689 | 15.6274 | 16.4246 | 17.2624 | 18.1429 | 19.0684 | 20.0411
STEM | SPS1 | CH | Electricity generation¦Solar¦Solar PV (Services) | PJ/yr. | 2.8396 | 3.2945 | 6.5881 | 7.6095 | 23.5927 | 24.7963 | 26.0612 | 27.3906 | 28.7878 | 30.2562 | 31.7996 | 33.4217
STEM | SPS1 | CH | Electricity generation¦Geothermal | PJ/yr. | 0 | 0 | 0 | 0 | 0 | 0 | 0.0078764 | 0.007879 | 0.007879 | 0.0068424 | 0.0061966 | 0.0068186
STEM | SPS1 | CH | Electricity generation¦Geothermal¦Deep geothermal | PJ/yr. | 0 | 0 | 0 | 0 | 0 | 0 | 0.0078764 | 0.007879 | 0.007879 | 0.0068424 | 0.0061966 | 0.0068186
STEM | SPS1 | CH | Electricity generation¦Hydrogen | PJ/yr. | 0 | 0 | 0 | 0.0044576 | 0.69561 | 3.3054 | 4.9032 | 5.2706 | 5.2656 | 5.251 | 5.2435 | 5.2495
STEM | SPS1 | CH | Electricity generation¦Hydrogen¦CHP Fuel Cell Hydrogen (for District Heating) | PJ/yr. | 0 | 0 | 0 | 0 | 0 | 0.25916 | 0.7416 | 1.096 | 1.096 | 1.096 | 1.096 | 1.0961
STEM | SPS1 | CH | Electricity generation¦Hydrogen¦Industrial CHPs fuel cells (hydrogen) | PJ/yr. | 0 | 0 | 0 | 0.0039437 | 0.69428 | 3.0406 | 4.1439 | 4.1439 | 4.1439 | 4.1439 | 4.1439 | 4.1439
STEM | SPS1 | CH | Electricity generation¦Hydrogen¦Services sectors CHPs fuel cells (hydrogen) | PJ/yr. | 0 | 0 | 0 | 0.00051392 | 0.0013305 | 0.0056758 | 0.017659 | 0.030646 | 0.025676 | 0.011016 | 0.0035216 | 0.0094548
STEM | SPS1 | CH | Electricity generation¦Electricity storage (non hydro) | PJ/yr. | 0.098678 | 0.010983 | 0.091007 | 0.21505 | 1.0536 | 1.5243 | 2.5413 | 3.9374 | 3.9162 | 4.356 | 4.4584 | 4.5129
STEM | SPS1 | CH | Electricity generation¦Electricity storage (non hydro)¦CAES | PJ/yr. | 0.094509 | 0.0072443 | 0.086862 | 0.044787 | 0.034483 | 0.024167 | 0.030439 | 0.094478 | 0.094491 | 0.094493 | 0.094495 | 0.094498
STEM | SPS1 | CH | Electricity generation¦Electricity storage (non hydro)¦Battery storage large size centralised | PJ/yr. | 0.001136 | 0.00090949 | 0.0011243 | 0.0011392 | 0.6059 | 1.0371 | 1.0417 | 1.6235 | 1.7756 | 2.0398 | 2.0399 | 2.048
STEM | SPS1 | CH | Electricity generation¦Electricity storage (non hydro)¦Battery storage medium size centralised | PJ/yr. | 0.0010313 | 0.0008294 | 0.0010151 | 0.0010689 | 0.013737 | 0.020539 | 0.99455 | 1.6791 | 1.4018 | 1.5125 | 1.5789 | 1.5862
STEM | SPS1 | CH | Electricity generation¦Electricity storage (non hydro)¦Batteries in industry | PJ/yr. | 0.00033256 | 0.00033225 | 0.00033334 | 0.071941 | 0.19122 | 0.2819 | 0.3536 | 0.37245 | 0.44056 | 0.51623 | 0.59009 | 0.53895
STEM | SPS1 | CH | Electricity generation¦Electricity storage (non hydro)¦Batteries in residential single family houses | PJ/yr. | 0.00066772 | 0.00066706 | 0.00066928 | 0.027983 | 0.042907 | 0.028601 | 0.039515 | 0.052064 | 0.037319 | 0.064523 | 0.058526 | 0.091767
STEM | SPS1 | CH | Electricity generation¦Electricity storage (non hydro)¦Batteries in residential multi-family houses | PJ/yr. | 0.0006675 | 0.00066683 | 0.00066896 | 0.042076 | 0.08276 | 0.071066 | 0.048555 | 0.068187 | 0.095027 | 0.07509 | 0.057815 | 0.091922
STEM | SPS1 | CH | Electricity generation¦Electricity storage (non hydro)¦Batteries in Services sector | PJ/yr. | 0.00033386 | 0.00033356 | 0.0003346 | 0.026054 | 0.082578 | 0.060993 | 0.032935 | 0.047624 | 0.071345 | 0.053388 | 0.038699 | 0.061596
STEM | SPS1 | CH | Heat generation from CHPs and heat plants | PJ/yr. | 31.0077 | 36.9264 | 38.4325 | 34.7523 | 34.5034 | 38.0236 | 41.277 | 42.8507 | 49.0396 | 55.3488 | 59.2613 | 62.1137
STEM | SPS1 | CH | Heat generation from CHPs and heat plants¦District heating | PJ/yr. | 24.5079 | 29.2755 | 29.096 | 24.0794 | 24.0256 | 24.0208 | 24.2702 | 25.3867 | 30.9245 | 36.467 | 39.4313 | 42.2363
STEM | SPS1 | CH | Heat generation from CHPs and heat plants¦District heating¦CHP | PJ/yr. | 16.7423 | 13.3007 | 13.3809 | 12.7813 | 12.3468 | 14.4759 | 14.9678 | 16.1844 | 16.2149 | 16.0233 | 16.222 | 16.3094
STEM | SPS1 | CH | Heat generation from CHPs and heat plants¦District heating¦CHP¦Oil | PJ/yr. | 0.0092603 | 5.595e-05 | 0.0016806 | 0.00054974 | 0.0002264 | 0.0015346 | 0.00088194 | 7.8472e-06 | 0.00019678 | 0.00019785 | 0.00019817 | 0.00020785
STEM | SPS1 | CH | Heat generation from CHPs and heat plants¦District heating¦CHP¦Oil¦CHP Oil (for District Heating) | PJ/yr. | 0.0092603 | 5.595e-05 | 0.0016806 | 0.00054974 | 0.0002264 | 0.0015346 | 0.00088194 | 7.8472e-06 | 0.00019678 | 0.00019785 | 0.00019817 | 0.00020785
STEM | SPS1 | CH | Heat generation from CHPs and heat plants¦District heating¦CHP¦Oil¦Fossil liquids¦CHP Oil (for District Heating) | PJ/yr. | 0.0092603 | 5.595e-05 | 0.0016806 | 0.00054974 | 0.0002264 | 0.0015346 | 0.00088194 | 7.8472e-06 | 0.00019678 | 0.00019785 | 0.00019817 | 0.00020785
STEM | SPS1 | CH | Heat generation from CHPs and heat plants¦District heating¦CHP¦Oil¦Synthetic liquids¦CHP Oil (for District Heating) | PJ/yr. | 0 | 0 | 0 | 0 | 0 | 0 | 0 | 0 | 0 | 0 | 0 | 0
STEM | SPS1 | CH | Heat generation from CHPs and heat plants¦District heating¦CHP¦Gas | PJ/yr. | 1.8036 | 0.00019098 | 0.0011664 | 0 | 0 | 0 | 0 | 0 | 0 | 0 | 0 | 0
STEM | SPS1 | CH | Heat generation from CHPs and heat plants¦District heating¦CHP¦Gas¦CHP Gas (for District Heating) | PJ/yr. | 1.8036 | 0.00019098 | 0.0011664 | 0 | 0 | 0 | 0 | 0 | 0 | 0 | 0 | 0
STEM | SPS1 | CH | Heat generation from CHPs and heat plants¦District heating¦CHP¦Gas¦CHP Fuel Cell Gas (for District Heating) | PJ/yr. | 0 | 0 | 0 | 0 | 0 | 0 | 0 | 0 | 0 | 0 | 0 | 0
| SPS1 | CH | Heat generation from CHPs and heat plants¦District heating¦CHP¦Gas¦Fossil gases | PJ/yr. | 1.7573 | 0.00018257 | 0.0010876 | 0 | 0 | 0 | 0 | 0 | 0 | 0 | 0 | 0
STEM | SPS1 | CH | Heat generation from CHPs and heat plants¦District heating¦CHP¦Gas¦Fossil gases¦CHP Gas (for District Heating) | PJ/yr. | 1.7573 | 0.00018257 | 0.0010876 | 0 | 0 | 0 | 0 | 0 | 0 | 0 | 0 | 0
STEM | SPS1 | CH | Heat generation from CHPs and heat plants¦District heating¦CHP¦Gas¦Fossil gases¦CHP Fuel Cell Gas (for District Heating) | PJ/yr. | 0 | 0 | 0 | 0 | 0 | 0 | 0 | 0 | 0 | 0 | 0 | 0
| SPS1 | CH | Heat generation from CHPs and heat plants¦District heating¦CHP¦Gas¦Synthetic gases | PJ/yr. | 0.046301 | 8.4157e-06 | 7.8839e-05 | 0 | 0 | 0 | 0 | 0 | 0 | 0 | 0 | 0
STEM | SPS1 | CH | Heat generation from CHPs and heat plants¦District heating¦CHP¦Gas¦Synthetic gases¦CHP Gas (for District Heating) | PJ/yr. | 0.046301 | 8.4157e-06 | 7.8839e-05 | 0 | 0 | 0 | 0 | 0 | 0 | 0 | 0 | 0
STEM | SPS1 | CH | Heat generation from CHPs and heat plants¦District heating¦CHP¦Gas¦Synthetic gases¦CHP Fuel Cell Gas (for District Heating) | PJ/yr. | 0 | 0 | 0 | 0 | 0 | 0 | 0 | 0 | 0 | 0 | 0 | 0
STEM | SPS1 | CH | Heat generation from CHPs and heat plants¦District heating¦CHP¦Wastes | PJ/yr. | 14.4613 | 13.0516 | 13.1783 | 12.7796 | 12.3429 | 12.1151 | 10.9954 | 10.8653 | 10.7577 | 10.7577 | 10.7577 | 10.7577
STEM | SPS1 | CH | Heat generation from CHPs and heat plants¦District heating¦CHP¦Wastes¦CHP Wastes (for District Heating) | PJ/yr. | 14.4613 | 13.0516 | 13.1783 | 12.7796 | 12.3429 | 9.1446 | 4.5528 | 4.4961 | 4.4516 | 4.4516 | 4.4516 | 4.4516
STEM | SPS1 | CH | Heat generation from CHPs and heat plants¦District heating¦CHP¦Wastes¦CHP Wastes (for District Heating) CCS | PJ/yr. | 0 | 0 | 0 | 0 | 0 | 2.9705 | 6.4425 | 6.3692 | 6.3061 | 6.3061 | 6.3061 | 6.3061
STEM | SPS1 | CH | Heat generation from CHPs and heat plants¦District heating¦CHP¦Wastes¦Renewable | PJ/yr. | 7.2306 | 6.5258 | 6.5891 | 6.3898 | 6.1715 | 6.0575 | 5.4977 | 5.4326 | 5.3789 | 5.3789 | 5.3789 | 5.3789
STEM | SPS1 | CH | Heat generation from CHPs and heat plants¦District heating¦CHP¦Wastes¦Renewable¦CHP Wastes (for District Heating) | PJ/yr. | 7.2306 | 6.5258 | 6.5891 | 6.3898 | 6.1715 | 4.5723 | 2.2764 | 2.2481 | 2.2258 | 2.2258 | 2.2258 | 2.2258
STEM | SPS1 | CH | Heat generation from CHPs and heat plants¦District heating¦CHP¦Wastes¦Renewable¦CHP Wastes (for District Heating) CCS | PJ/yr. | 0 | 0 | 0 | 0 | 0 | 1.4852 | 3.2213 | 3.1846 | 3.1531 | 3.1531 | 3.1531 | 3.1531
STEM | SPS1 | CH | Heat generation from CHPs and heat plants¦District heating¦CHP¦Wastes¦Non Renewable | PJ/yr. | 7.2306 | 6.5258 | 6.5891 | 6.3898 | 6.1715 | 6.0575 | 5.4977 | 5.4326 | 5.3789 | 5.3789 | 5.3789 | 5.3789
STEM | SPS1 | CH | Heat generation from CHPs and heat plants¦District heating¦CHP¦Wastes¦Non Renewable¦CHP Wastes (for District Heating) | PJ/yr. | 7.2306 | 6.5258 | 6.5891 | 6.3898 | 6.1715 | 4.5723 | 2.2764 | 2.2481 | 2.2258 | 2.2258 | 2.2258 | 2.2258
STEM | SPS1 | CH | Heat generation from CHPs and heat plants¦District heating¦CHP¦Wastes¦Non Renewable¦CHP Wastes (for District Heating) CCS | PJ/yr. | 0 | 0 | 0 | 0 | 0 | 1.4852 | 3.2213 | 3.1846 | 3.1531 | 3.1531 | 3.1531 | 3.1531
STEM | SPS1 | CH | Heat generation from CHPs and heat plants¦District heating¦CHP¦Wood | PJ/yr. | 0.46823 | 0.24879 | 0.19977 | 0.0010679 | 0.0036621 | 2.0446 | 3.0534 | 3.936 | 4.0739 | 3.8823 | 4.081 | 4.1684
STEM | SPS1 | CH | Heat generation from CHPs and heat plants¦District heating¦CHP¦Wood¦CHP Wood (for District Heating) | PJ/yr. | 0.46823 | 0.24879 | 0.19977 | 0.0010679 | 0.0036621 | 2.0446 | 3.0534 | 3.936 | 4.0739 | 3.8823 | 4.081 | 4.1684
STEM | SPS1 | CH | Heat generation from CHPs and heat plants¦District heating¦CHP¦Hydrogen | PJ/yr. | 0 | 0 | 0 | 0 | 0 | 0.31469 | 0.91818 | 1.3831 | 1.3831 | 1.3831 | 1.3831 | 1.3831
STEM | SPS1 | CH | Heat generation from CHPs and heat plants¦District heating¦CHP¦Hydrogen¦CHP Fuel Cell Hydrogen (for District Heating) | PJ/yr. | 0 | 0 | 0 | 0 | 0 | 0.31469 | 0.91818 | 1.3831 | 1.3831 | 1.3831 | 1.3831 | 1.3831
STEM | SPS1 | CH | Heat generation from CHPs and heat plants¦District heating¦Heat plants | PJ/yr. | 7.7656 | 15.9748 | 15.7151 | 11.2981 | 11.6788 | 9.545 | 9.3024 | 9.2024 | 14.7096 | 20.4437 | 23.2093 | 25.9269
STEM | SPS1 | CH | Heat generation from CHPs and heat plants¦District heating¦Heat plants¦Gas | PJ/yr. | 2.6347 | 2.5443 | 2.5658 | 0.90177 | 0.90178 | 0.90178 | 0.90177 | 0.90178 | 0.90177 | 2.6861 | 5.2672 | 7.735
STEM | SPS1 | CH | Heat generation from CHPs and heat plants¦District heating¦Heat plants¦Gas¦Heat plant gas | PJ/yr. | 2.6347 | 2.5443 | 2.5658 | 0.90177 | 0.90178 | 0.90178 | 0.90177 | 0.90178 | 0.90177 | 2.6861 | 5.2672 | 7.735
| SPS1 | CH | Heat generation from CHPs and heat plants¦District heating¦Heat plants¦Gas¦Fossil gases | PJ/yr. | 1.7329 | 1.6425 | 1.6641 | 0 | 0 | 0 | 0 | 0 | 0 | 0 | 0 | 0
STEM | SPS1 | CH | Heat generation from CHPs and heat plants¦District heating¦Heat plants¦Gas¦Fossil gases¦Heat plant gas | PJ/yr. | 1.7329 | 1.6425 | 1.6641 | 0 | 0 | 0 | 0 | 0 | 0 | 0 | 0 | 0
| SPS1 | CH | Heat generation from CHPs and heat plants¦District heating¦Heat plants¦Gas¦Synthetic gases | PJ/yr. | 0.90178 | 0.90177 | 0.90177 | 0.90177 | 0.90178 | 0.90178 | 0.90177 | 0.90178 | 0.90177 | 2.6861 | 5.2672 | 7.735
STEM | SPS1 | CH | Heat generation from CHPs and heat plants¦District heating¦Heat plants¦Gas¦Synthetic gases¦Heat plant gas | PJ/yr. | 0.90178 | 0.90177 | 0.90177 | 0.90177 | 0.90178 | 0.90178 | 0.90177 | 0.90178 | 0.90177 | 2.6861 | 5.2672 | 7.735
STEM | SPS1 | CH | Heat generation from CHPs and heat plants¦District heating¦Heat plants¦Nuclear fuel | PJ/yr. | 2.9 | 7.6038 | 7.6034 | 2.3005 | 1.7126 | 0 | 0 | 0 | 5.4931 | 9.3354 | 9.3354 | 9.3354
STEM | SPS1 | CH | Heat generation from CHPs and heat plants¦District heating¦Heat plants¦Nuclear fuel¦Heat plant nuclear | PJ/yr. | 2.9 | 7.6038 | 7.6034 | 2.3005 | 1.7126 | 0 | 0 | 0 | 5.4931 | 9.3354 | 9.3354 | 9.3354
STEM | SPS1 | CH | Heat generation from CHPs and heat plants¦District heating¦Heat plants¦Oil | PJ/yr. | 0.18407 | 0.18586 | 0.053465 | 0.053677 | 0.00028166 | 2.7688e-05 | 0.00015697 | 4.0913e-05 | 3.488e-06 | 1.1788e-06 | 3.2386e-06 | 1.023e-06
STEM | SPS1 | CH | Heat generation from CHPs and heat plants¦District heating¦Heat plants¦Oil¦Heat plant oil | PJ/yr. | 0.18407 | 0.18586 | 0.053465 | 0.053677 | 0.00028166 | 2.7688e-05 | 0.00015697 | 4.0913e-05 | 3.488e-06 | 1.1788e-06 | 3.2386e-06 | 1.023e-06
| SPS1 | CH | Heat generation from CHPs and heat plants¦District heating¦Heat plants¦Fossil liquids | PJ/yr. | 0.18407 | 0.18586 | 0.053465 | 0.053677 | 0.00028166 | 2.7688e-05 | 0.00015697 | 4.0913e-05 | 3.488e-06 | 1.1788e-06 | 3.2386e-06 | 1.023e-06
STEM | SPS1 | CH | Heat generation from CHPs and heat plants¦District heating¦Heat plants¦Fossil liquids¦Heat plant oil | PJ/yr. | 0.18407 | 0.18586 | 0.053465 | 0.053677 | 0.00028166 | 2.7688e-05 | 0.00015697 | 4.0913e-05 | 3.488e-06 | 1.1788e-06 | 3.2386e-06 | 1.023e-06
| SPS1 | CH | Heat generation from CHPs and heat plants¦District heating¦Heat plants¦Synthetic liquids | PJ/yr. | 0 | 0 | 0 | 0 | 0 | 0 | 0 | 0 | 0 | 0 | 0 | 0
STEM | SPS1 | CH | Heat generation from CHPs and heat plants¦District heating¦Heat plants¦Synthetic liquids¦Heat plant oil | PJ/yr. | 0 | 0 | 0 | 0 | 0 | 0 | 0 | 0 | 0 | 0 | 0 | 0
STEM | SPS1 | CH | Heat generation from CHPs and heat plants¦District heating¦Heat plants¦Wood | PJ/yr. | 2.0468 | 1.8473 | 1.5838 | 3.6071 | 3.1865 | 2.4657 | 1.9079 | 1.4763 | 1.1423 | 0.8839 | 0.68395 | 0.52925
STEM | SPS1 | CH | Heat generation from CHPs and heat plants¦District heating¦Heat plants¦Wood¦Heat plant wood | PJ/yr. | 2.0468 | 1.8473 | 1.5838 | 3.6071 | 3.1865 | 2.4657 | 1.9079 | 1.4763 | 1.1423 | 0.8839 | 0.68395 | 0.52925
STEM | SPS1 | CH | Heat generation from CHPs and heat plants¦District heating¦Heat plants¦Solar | PJ/yr. | 0 | 0 | 0 | 1.6133e-05 | 2.6185e-05 | 2.6414e-05 | 2.6859e-05 | 2.8085e-05 | 2.8239e-05 | 3.0116e-05 | 3.1534e-05 | 6.1484e-05
STEM | SPS1 | CH | Heat generation from CHPs and heat plants¦District heating¦Heat plants¦Solar¦Heat plant solar | PJ/yr. | 0 | 0 | 0 | 1.6133e-05 | 2.6185e-05 | 2.6414e-05 | 2.6859e-05 | 2.8085e-05 | 2.8239e-05 | 3.0116e-05 | 3.1534e-05 | 6.1484e-05
STEM | SPS1 | CH | Heat generation from CHPs and heat plants¦District heating¦Heat plants¦Geothermal | PJ/yr. | 0 | 0 | 0 | 0 | 0 | 0.00013116 | 0.00013143 | 0.00013202 | 0.00013222 | 0.00013307 | 0.00013508 | 0.00019682
STEM | SPS1 | CH | Heat generation from CHPs and heat plants¦District heating¦Heat plants¦Geothermal¦Heat plant deep geothermal | PJ/yr. | 0 | 0 | 0 | 0 | 0 | 0.00013116 | 0.00013143 | 0.00013202 | 0.00013222 | 0.00013307 | 0.00013508 | 0.00019682
STEM | SPS1 | CH | Heat generation from CHPs and heat plants¦District heating¦Heat plants¦Electricity | PJ/yr. | 0 | 3.7936 | 3.9085 | 4.4351 | 5.8776 | 6.1774 | 6.4925 | 6.8241 | 7.1722 | 7.5381 | 7.9226 | 8.3269
STEM | SPS1 | CH | Heat generation from CHPs and heat plants¦District heating¦Heat plants¦Electricity¦Heat pump electric | PJ/yr. | 0 | 3.7936 | 3.9085 | 4.4351 | 5.8776 | 6.1774 | 6.4925 | 6.8241 | 7.1722 | 7.5381 | 7.9226 | 8.3269
STEM | SPS1 | CH | Heat generation from CHPs and heat plants¦On-site CHPs | PJ/yr. | 6.4998 | 7.6509 | 9.3366 | 10.6729 | 10.4778 | 14.0027 | 17.0067 | 17.464 | 18.1151 | 18.8818 | 19.83 | 19.8774
STEM | SPS1 | CH | Heat generation from CHPs and heat plants¦On-site CHPs¦Oil | PJ/yr. | 0.92933 | 2.0726 | 0.090307 | 1.3188 | 0.84967 | 0 | 0 | 0 | 0.0522 | 0.052081 | 0.37904 | 0.37795
STEM | SPS1 | CH | Heat generation from CHPs and heat plants¦On-site CHPs¦Oil¦Industrial CHPs oil | PJ/yr. | 0.92933 | 2.0726 | 0.090307 | 1.3188 | 0.84967 | 0 | 0 | 0 | 0.0522 | 0.052081 | 0.37904 | 0.37795
| SPS1 | CH | Heat generation from CHPs and heat plants¦On-site CHPs¦Oil¦Fossil liquids | PJ/yr. | 0.92933 | 2.0726 | 0.090307 | 1.3188 | 0.84967 | 0 | 0 | 0 | 0.0522 | 0.052081 | 0.37904 | 0.37795
STEM | SPS1 | CH | Heat generation from CHPs and heat plants¦On-site CHPs¦Oil¦Fossil liquids¦Industrial CHPs oil | PJ/yr. | 0.92933 | 2.0726 | 0.090307 | 1.3188 | 0.84967 | 0 | 0 | 0 | 0.0522 | 0.052081 | 0.37904 | 0.37795
| SPS1 | CH | Heat generation from CHPs and heat plants¦On-site CHPs¦Oil¦Synthetic liquids | PJ/yr. | 0 | 0 | 0 | 0 | 0 | 0 | 0 | 0 | 0 | 0 | 0 | 0
STEM | SPS1 | CH | Heat generation from CHPs and heat plants¦On-site CHPs¦Oil¦Synthetic liquids¦Industrial CHPs oil | PJ/yr. | 0 | 0 | 0 | 0 | 0 | 0 | 0 | 0 | 0 | 0 | 0 | 0
STEM | SPS1 | CH | Heat generation from CHPs and heat plants¦On-site CHPs¦Gas | PJ/yr. | 2.9761 | 2.8759 | 3.3331 | 3.7379 | 3.8491 | 3.283 | 3.5695 | 3.7571 | 4.5324 | 5.1458 | 5.8081 | 5.9083
STEM | SPS1 | CH | Heat generation from CHPs and heat plants¦On-site CHPs¦Gas¦Industrial CHPs gas | PJ/yr. | 0.76717 | 0.47908 | 0.05819 | 0.38843 | 0.34455 | 0.75446 | 0.47432 | 0.46892 | 0.46874 | 0.27177 | 0.46892 | 0.46885
STEM | SPS1 | CH | Heat generation from CHPs and heat plants¦On-site CHPs¦Gas¦Industrial CHPs gas (CCS) | PJ/yr. | 0 | 0 | 0 | 0 | 0 | 0.0022545 | 0.27424 | 0.27113 | 0.27103 | 0.15714 | 0.27113 | 0.27109
STEM | SPS1 | CH | Heat generation from CHPs and heat plants¦On-site CHPs¦Gas¦Industrial CHPs fuel cells (gas reformer) | PJ/yr. | 0 | 0 | 0 | 6.4469e-05 | 9.707e-05 | 0.00083641 | 0.00042276 | 0.00016721 | 0.00026541 | 0.00018041 | 0.00016459 | 0.000208
STEM | SPS1 | CH | Heat generation from CHPs and heat plants¦On-site CHPs¦Gas¦Residential single family CHPs gas | PJ/yr. | 0.031967 | 0.0056003 | 0.015788 | 0.0071974 | 0.0066172 | 0.0045741 | 0 | 0 | 0.0026219 | 0.0049184 | 0.005557 | 0.0096852
STEM | SPS1 | CH | Heat generation from CHPs and heat plants¦On-site CHPs¦Gas¦Residential single family CHPs fuel cells gas | PJ/yr. | 0 | 0 | 0 | 0 | 0 | 0 | 0 | 0 | 0 | 0 | 0 | 0
STEM | SPS1 | CH | Heat generation from CHPs and heat plants¦On-site CHPs¦Gas¦Residential multi family CHPs gas | PJ/yr. | 0.060126 | 0.062735 | 0.25178 | 0.24363 | 0.24242 | 0.10184 | 0 | 0 | 0.0029112 | 0.0079179 | 0.0054696 | 0.099804
STEM | SPS1 | CH | Heat generation from CHPs and heat plants¦On-site CHPs¦Gas¦Residential multi family CHPs fuel cells gas | PJ/yr. | 0 | 0 | 0 | 0 | 0 | 0 | 0 | 0 | 0 | 0 | 0 | 0
STEM | SPS1 | CH | Heat generation from CHPs and heat plants¦On-site CHPs¦Gas¦Services sectors CHPs (bio)gas | PJ/yr. | 1.4243 | 1.5783 | 1.483 | 1.324 | 1.4369 | 1.2472 | 2.8205 | 3.0169 | 3.7854 | 4.7026 | 5.0558 | 5.056
STEM | SPS1 | CH | Heat generation from CHPs and heat plants¦On-site CHPs¦Gas¦Services sectors CHPs gas | PJ/yr. | 0.69258 | 0.7502 | 1.5244 | 1.7746 | 1.8185 | 1.1719 | 0 | 0 | 0.0012914 | 0.0011128 | 0.000877 | 0.002291
STEM | SPS1 | CH | Heat generation from CHPs and heat plants¦On-site CHPs¦Gas¦Services sectors CHPs fuel cells (gas reformer) | PJ/yr. | 0 | 0 | 0 | 0 | 0 | 0 | 0 | 0 | 0.0001353 | 0.00017828 | 0.00013488 | 0.00037045
STEM | SPS1 | CH | Heat generation from CHPs and heat plants¦On-site CHPs¦Gas¦Fossil gases | PJ/yr. | 1.512 | 1.2404 | 1.7251 | 2.365 | 2.3513 | 1.8573 | 0.58789 | 0.3136 | 0.0021339 | 0.0030077 | 0.0025112 | 0.020918
STEM | SPS1 | CH | Heat generation from CHPs and heat plants¦On-site CHPs¦Gas¦Fossil gases¦Industrial CHPs gas | PJ/yr. | 0.74747 | 0.45797 | 0.054257 | 0.38054 | 0.33585 | 0.6883 | 0.3723 | 0.19866 | 0.001339 | 0.0018442 | 0.0015654 | 0.011507
STEM | SPS1 | CH | Heat generation from CHPs and heat plants¦On-site CHPs¦Gas¦Fossil gases¦Industrial CHPs gas (CCS) | PJ/yr. | 0 | 0 | 0 | 0 | 0 | 0.0020568 | 0.21526 | 0.11487 | 0.00077422 | 0.0010664 | 0.00090512 | 0.0066533
STEM | SPS1 | CH | Heat generation from CHPs and heat plants¦On-site CHPs¦Gas¦Fossil gases¦Industrial CHPs fuel cells (gas reformer) | PJ/yr. | 0 | 0 | 0 | 6.316e-05 | 9.4619e-05 | 0.00076306 | 0.00033183 | 7.0841e-05 | 7.5819e-07 | 1.2243e-06 | 5.4944e-07 | 5.1049e-06
STEM | SPS1 | CH | Heat generation from CHPs and heat plants¦On-site CHPs¦Gas¦Fossil gases¦Residential single family CHPs gas | PJ/yr. | 0.031147 | 0.0053535 | 0.014721 | 0.0070513 | 0.0064501 | 0.004173 | 0 | 0 | 7.4899e-06 | 3.3376e-05 | 1.8551e-05 | 0.0002377
STEM | SPS1 | CH | Heat generation from CHPs and heat plants¦On-site CHPs¦Gas¦Fossil gases¦Residential single family CHPs fuel cells gas | PJ/yr. | 0 | 0 | 0 | 0 | 0 | 0 | 0 | 0 | 0 | 0 | 0 | 0
STEM | SPS1 | CH | Heat generation from CHPs and heat plants¦On-site CHPs¦Gas¦Fossil gases¦Residential multi family CHPs gas | PJ/yr. | 0.058583 | 0.05997 | 0.23476 | 0.23868 | 0.2363 | 0.092906 | 0 | 0 | 8.3161e-06 | 5.3731e-05 | 1.8259e-05 | 0.0024495
STEM | SPS1 | CH | Heat generation from CHPs and heat plants¦On-site CHPs¦Gas¦Fossil gases¦Residential multi family CHPs fuel cells gas | PJ/yr. | 0 | 0 | 0 | 0 | 0 | 0 | 0 | 0 | 0 | 0 | 0 | 0
STEM | SPS1 | CH | Heat generation from CHPs and heat plants¦On-site CHPs¦Gas¦Fossil gases¦Services sectors CHPs (bio)gas | PJ/yr. | 0 | 0 | 0 | 0 | 0 | 0 | 0 | 0 | 0 | 0 | 0 | 0
STEM | SPS1 | CH | Heat generation from CHPs and heat plants¦On-site CHPs¦Gas¦Fossil gases¦Services sectors CHPs gas | PJ/yr. | 0.6748 | 0.71714 | 1.4213 | 1.7386 | 1.7726 | 1.0691 | 0 | 0 | 3.6891e-06 | 7.5513e-06 | 2.9277e-06 | 5.6227e-05
STEM | SPS1 | CH | Heat generation from CHPs and heat plants¦On-site CHPs¦Gas¦Fossil gases¦Services sectors CHPs fuel cells (gas reformer) | PJ/yr. | 0 | 0 | 0 | 0 | 0 | 0 | 0 | 0 | 3.8651e-07 | 1.2098e-06 | 4.5025e-07 | 9.0919e-06
STEM | SPS1 | CH | Heat generation from CHPs and heat plants¦On-site CHPs¦Gas¦Synthetic gases | PJ/yr. | 1.4641 | 1.6355 | 1.608 | 1.373 | 1.4978 | 1.4257 | 2.9816 | 3.4435 | 4.5302 | 5.1428 | 5.8056 | 5.8873
STEM | SPS1 | CH | Heat generation from CHPs and heat plants¦On-site CHPs¦Gas¦Synthetic gases¦Industrial CHPs gas | PJ/yr. | 0.019695 | 0.021111 | 0.003933 | 0.0078863 | 0.0086993 | 0.066158 | 0.10202 | 0.27025 | 0.46741 | 0.26992 | 0.46735 | 0.45734
STEM | SPS1 | CH | Heat generation from CHPs and heat plants¦On-site CHPs¦Gas¦Synthetic gases¦Industrial CHPs gas (CCS) | PJ/yr. | 0 | 0 | 0 | 0 | 0 | 0.0001977 | 0.058984 | 0.15626 | 0.27025 | 0.15608 | 0.27023 | 0.26444
STEM | SPS1 | CH | Heat generation from CHPs and heat plants¦On-site CHPs¦Gas¦Synthetic gases¦Industrial CHPs fuel cells (gas reformer) | PJ/yr. | 0 | 0 | 0 | 1.3089e-06 | 2.4509e-06 | 7.3344e-05 | 9.0926e-05 | 9.637e-05 | 0.00026466 | 0.00017919 | 0.00016404 | 0.0002029
STEM | SPS1 | CH | Heat generation from CHPs and heat plants¦On-site CHPs¦Gas¦Synthetic gases¦Residential single family CHPs gas | PJ/yr. | 0.00082066 | 0.00024678 | 0.0010671 | 0.00014613 | 0.00016708 | 0.00040109 | 0 | 0 | 0.0026145 | 0.004885 | 0.0055384 | 0.0094475
STEM | SPS1 | CH | Heat generation from CHPs and heat plants¦On-site CHPs¦Gas¦Synthetic gases¦Residential single family CHPs fuel cells gas | PJ/yr. | 0 | 0 | 0 | 0 | 0 | 0 | 0 | 0 | 0 | 0 | 0 | 0
STEM | SPS1 | CH | Heat generation from CHPs and heat plants¦On-site CHPs¦Gas¦Synthetic gases¦Residential multi family CHPs gas | PJ/yr. | 0.0015436 | 0.0027644 | 0.017018 | 0.0049464 | 0.0061208 | 0.0089298 | 0 | 0 | 0.0029029 | 0.0078642 | 0.0054514 | 0.097355
STEM | SPS1 | CH | Heat generation from CHPs and heat plants¦On-site CHPs¦Gas¦Synthetic gases¦Residential multi family CHPs fuel cells gas | PJ/yr. | 0 | 0 | 0 | 0 | 0 | 0 | 0 | 0 | 0 | 0 | 0 | 0
STEM | SPS1 | CH | Heat generation from CHPs and heat plants¦On-site CHPs¦Gas¦Synthetic gases¦Services sectors CHPs (bio)gas | PJ/yr. | 1.4243 | 1.5783 | 1.483 | 1.324 | 1.4369 | 1.2472 | 2.8205 | 3.0169 | 3.7854 | 4.7026 | 5.0558 | 5.056
STEM | SPS1 | CH | Heat generation from CHPs and heat plants¦On-site CHPs¦Gas¦Synthetic gases¦Services sectors CHPs gas | PJ/yr. | 0.01778 | 0.033058 | 0.10303 | 0.036031 | 0.045915 | 0.10276 | 0 | 0 | 0.0012877 | 0.0011052 | 0.00087407 | 0.0022348
STEM | SPS1 | CH | Heat generation from CHPs and heat plants¦On-site CHPs¦Gas¦Synthetic gases¦Services sectors CHPs fuel cells (gas reformer) | PJ/yr. | 0 | 0 | 0 | 0 | 0 | 0 | 0 | 0 | 0.00013492 | 0.00017707 | 0.00013443 | 0.00036136
STEM | SPS1 | CH | Heat generation from CHPs and heat plants¦On-site CHPs¦Wastes | PJ/yr. | 1.9348 | 1.8588 | 2.5503 | 2.2433 | 1.9427 | 1.6369 | 2.5199 | 2.0115 | 2.0114 | 2.0115 | 2.0115 | 2.0115
STEM | SPS1 | CH | Heat generation from CHPs and heat plants¦On-site CHPs¦Wastes¦Industrial CHPs wastes | PJ/yr. | 1.9348 | 1.8588 | 2.5503 | 2.2433 | 1.9427 | 1.4385 | 0.0002854 | 9.809e-05 | 0.00016262 | 0.00010095 | 0.00017115 | 0.00010774
STEM | SPS1 | CH | Heat generation from CHPs and heat plants¦On-site CHPs¦Wastes¦Industrial CHPs wastes CCS | PJ/yr. | 0 | 0 | 0 | 0 | 0 | 0.19834 | 2.5196 | 2.0114 | 2.0113 | 2.0114 | 2.0113 | 2.0114
STEM | SPS1 | CH | Heat generation from CHPs and heat plants¦On-site CHPs¦Wastes¦Renewable | PJ/yr. | 0 | 0 | 0 | 0 | 0 | 0 | 0 | 0 | 0 | 0 | 0 | 0
STEM | SPS1 | CH | Heat generation from CHPs and heat plants¦On-site CHPs¦Wastes¦Renewable¦Industrial CHPs wastes | PJ/yr. | 0 | 0 | 0 | 0 | 0 | 0 | 0 | 0 | 0 | 0 | 0 | 0
STEM | SPS1 | CH | Heat generation from CHPs and heat plants¦On-site CHPs¦Wastes¦Renewable¦Industrial CHPs wastes CCS | PJ/yr. | 0 | 0 | 0 | 0 | 0 | 0 | 0 | 0 | 0 | 0 | 0 | 0
STEM | SPS1 | CH | Heat generation from CHPs and heat plants¦On-site CHPs¦Wastes¦Non Renewable | PJ/yr. | 1.9348 | 1.8588 | 2.5503 | 2.2433 | 1.9427 | 1.6369 | 2.5199 | 2.0115 | 2.0114 | 2.0115 | 2.0115 | 2.0115
STEM | SPS1 | CH | Heat generation from CHPs and heat plants¦On-site CHPs¦Wastes¦Non Renewable¦Industrial CHPs wastes | PJ/yr. | 1.9348 | 1.8588 | 2.5503 | 2.2433 | 1.9427 | 1.4385 | 0.0002854 | 9.809e-05 | 0.00016262 | 0.00010095 | 0.00017115 | 0.00010774
STEM | SPS1 | CH | Heat generation from CHPs and heat plants¦On-site CHPs¦Wastes¦Non Renewable¦Industrial CHPs wastes CCS | PJ/yr. | 0 | 0 | 0 | 0 | 0 | 0.19834 | 2.5196 | 2.0114 | 2.0113 | 2.0114 | 2.0113 | 2.0114
STEM | SPS1 | CH | Heat generation from CHPs and heat plants¦On-site CHPs¦Wood | PJ/yr. | 0.65957 | 0.84352 | 3.3629 | 3.3695 | 3.3677 | 7.2549 | 8.6276 | 9.6061 | 9.4326 | 9.5942 | 9.5574 | 9.5024
STEM | SPS1 | CH | Heat generation from CHPs and heat plants¦On-site CHPs¦Wood¦Industrial CHPs wood | PJ/yr. | 0.65957 | 0.84352 | 3.3629 | 3.3676 | 3.3646 | 1.3737 | 0.4372 | 0.0013431 | 0.0011214 | 0.0011341 | 0.00092805 | 0.0011874
STEM | SPS1 | CH | Heat generation from CHPs and heat plants¦On-site CHPs¦Wood¦Industrial CHPs wood (CCS) | PJ/yr. | 0 | 0 | 0 | 0 | 0 | 5.4536 | 7.6605 | 9.0826 | 8.9131 | 9.0826 | 9.045 | 9.0826
STEM | SPS1 | CH | Heat generation from CHPs and heat plants¦On-site CHPs¦Wood¦Residential single family CHPs wood | PJ/yr. | 0 | 0 | 0 | 0.00062849 | 0.0010347 | 0.0038477 | 0.0068676 | 0.0083601 | 0.005429 | 0.0037661 | 0.0037571 | 0.005164
STEM | SPS1 | CH | Heat generation from CHPs and heat plants¦On-site CHPs¦Wood¦Residential multi family CHPs wood | PJ/yr. | 0 | 0 | 0 | 0.00090981 | 0.0016012 | 0.41985 | 0.51965 | 0.51183 | 0.51008 | 0.50528 | 0.50661 | 0.41143
STEM | SPS1 | CH | Heat generation from CHPs and heat plants¦On-site CHPs¦Wood¦Services sectors CHPs wood | PJ/yr. | 0 | 0 | 0 | 0.00041935 | 0.00042184 | 0.0039065 | 0.0033398 | 0.0020373 | 0.0027934 | 0.0014421 | 0.0011234 | 0.002012
STEM | SPS1 | CH | Heat generation from CHPs and heat plants¦On-site CHPs¦Hydrogen | PJ/yr. | 0 | 0 | 0 | 0.0033346 | 0.46868 | 1.8279 | 2.2897 | 2.0893 | 2.0865 | 2.0782 | 2.074 | 2.0773
STEM | SPS1 | CH | Heat generation from CHPs and heat plants¦On-site CHPs¦Hydrogen¦Industrial CHPs fuel cells (hydrogen) | PJ/yr. | 0 | 0 | 0 | 0.0029478 | 0.46776 | 1.8244 | 2.2792 | 2.072 | 2.072 | 2.072 | 2.072 | 2.072
STEM | SPS1 | CH | Heat generation from CHPs and heat plants¦On-site CHPs¦Hydrogen¦Services sectors CHPs fuel cells (hydrogen) | PJ/yr. | 0 | 0 | 0 | 0.00038679 | 0.00091956 | 0.0035737 | 0.01055 | 0.017322 | 0.014513 | 0.0062266 | 0.0019905 | 0.005344
STEM | SPS1 | CH | Fuel input for electricity generation | PJ/yr. | 437.2996 | 420.9322 | 424.1125 | 458.9745 | 455.7778 | 378.6891 | 297.5562 | 309.5083 | 363.0884 | 502.7198 | 504.6566 | 507.7449
STEM | SPS1 | CH | Fuel input for electricity generation¦Nuclear Fuel | PJ/yr. | 250.9482 | 254.3925 | 224.1869 | 221.5374 | 190.498 | 100.0358 | 0 | 0 | 48.9527 | 182.453 | 182.453 | 182.4531
STEM | SPS1 | CH | Fuel input for electricity generation¦Nuclear Fuel¦Nuclear power plants | PJ/yr. | 250.9482 | 254.3925 | 224.1869 | 221.5374 | 190.498 | 100.0358 | 0 | 0 | 48.9527 | 182.453 | 182.453 | 182.4531
STEM | SPS1 | CH | Fuel input for electricity generation¦Hydro | PJ/yr. | 149.4305 | 125.6047 | 141.1745 | 151.1245 | 151.4747 | 151.559 | 151.8315 | 151.9314 | 151.9809 | 153.7051 | 153.6353 | 154.3758
STEM | SPS1 | CH | Fuel input for electricity generation¦Hydro¦Hydro Large | PJ/yr. | 66.7457 | 49.7988 | 68.7598 | 70.4339 | 71.4128 | 72.4972 | 73.7515 | 74.836 | 74.836 | 74.836 | 74.836 | 74.836
STEM | SPS1 | CH | Fuel input for electricity generation¦Hydro¦Hydro Run of River | PJ/yr. | 66.6324 | 55.764 | 65.55 | 64.7141 | 63.7353 | 62.6509 | 61.5657 | 60.4811 | 60.4811 | 60.4811 | 60.4811 | 60.4811
STEM | SPS1 | CH | Fuel input for electricity generation¦Hydro¦Pump storage | PJ/yr. | 16.0524 | 20.0419 | 6.8647 | 15.9764 | 16.3266 | 16.4109 | 16.5143 | 16.6142 | 16.6637 | 18.3879 | 18.3181 | 19.0586
STEM | SPS1 | CH | Fuel input for electricity generation¦Oil | PJ/yr. | 0.13848 | 0.05346 | 0.0068186 | 0.075431 | 0.10967 | 0.49248 | 0.497 | 1.9207e-05 | 0.031898 | 0.030569 | 0.204 | 0.20562
STEM | SPS1 | CH | Fuel input for electricity generation¦Oil¦Peak devices | PJ/yr. | 0.11491 | 0.0002722 | 0.0032344 | 0.00050132 | 0.00037344 | 0.492 | 0.49672 | 1.9207e-05 | 0.0039336 | 0.0026092 | 0.001652 | 0.0032507
STEM | SPS1 | CH | Fuel input for electricity generation¦Oil¦CHP Oil (for District Heating) | PJ/yr. | 0.0029672 | 5.2546e-05 | 0.00054593 | 0.00017603 | 7.0897e-05 | 0.00048165 | 0.00027608 | 0 | 6.9285e-05 | 7.4542e-05 | 7.2113e-05 | 8.938e-05
STEM | SPS1 | CH | Fuel input for electricity generation¦Oil¦Industrial CHPs oil | PJ/yr. | 0.020607 | 0.053136 | 0.0030383 | 0.074754 | 0.10922 | 0 | 0 | 0 | 0.027895 | 0.027886 | 0.20228 | 0.20228
STEM | SPS1 | CH | Fuel input for electricity generation¦Oil¦Fossil liquids | PJ/yr. | 0.13848 | 0.05346 | 0.0068186 | 0.075431 | 0.10967 | 0.49248 | 0.497 | 1.9207e-05 | 0.031898 | 0.030569 | 0.204 | 0.20562
STEM | SPS1 | CH | Fuel input for electricity generation¦Oil¦Fossil liquids¦Peak devices | PJ/yr. | 0.11491 | 0.0002722 | 0.0032344 | 0.00050132 | 0.00037344 | 0.492 | 0.49672 | 1.9207e-05 | 0.0039336 | 0.0026092 | 0.001652 | 0.0032507
STEM | SPS1 | CH | Fuel input for electricity generation¦Oil¦Fossil liquids¦CHP Oil (for District Heating) | PJ/yr. | 0.0029672 | 5.2546e-05 | 0.00054593 | 0.00017603 | 7.0897e-05 | 0.00048165 | 0.00027608 | 0 | 6.9285e-05 | 7.4542e-05 | 7.2113e-05 | 8.938e-05
STEM | SPS1 | CH | Fuel input for electricity generation¦Oil¦Fossil liquids¦Industrial CHPs oil | PJ/yr. | 0.020607 | 0.053136 | 0.0030383 | 0.074754 | 0.10922 | 0 | 0 | 0 | 0.027895 | 0.027886 | 0.20228 | 0.20228
STEM | SPS1 | CH | Fuel input for electricity generation¦Oil¦Synthetic liquids | PJ/yr. | 0 | 0 | 0 | 0 | 0 | 0 | 0 | 0 | 0 | 0 | 0 | 0
STEM | SPS1 | CH | Fuel input for electricity generation¦Oil¦Synthetic liquids¦Peak devices | PJ/yr. | 0 | 0 | 0 | 0 | 0 | 0 | 0 | 0 | 0 | 0 | 0 | 0
STEM | SPS1 | CH | Fuel input for electricity generation¦Oil¦Synthetic liquids¦CHP Oil (for District Heating) | PJ/yr. | 0 | 0 | 0 | 0 | 0 | 0 | 0 | 0 | 0 | 0 | 0 | 0
STEM | SPS1 | CH | Fuel input for electricity generation¦Oil¦Synthetic liquids¦Industrial CHPs oil | PJ/yr. | 0 | 0 | 0 | 0 | 0 | 0 | 0 | 0 | 0 | 0 | 0 | 0
STEM | SPS1 | CH | Fuel input for electricity generation¦Gas | PJ/yr. | 4.0502 | 2.6451 | 3.0144 | 3.578 | 3.6412 | 3.7255 | 5.5546 | 5.8768 | 7.0499 | 7.8905 | 8.9657 | 9.0244
STEM | SPS1 | CH | Fuel input for electricity generation¦Gas¦Gas turbines combined cycle | PJ/yr. | 0 | 0 | 0 | 0 | 0 | 1.0367e-05 | 9.5938e-06 | 0.00021178 | 0.0019916 | 0.0013528 | 0.0014234 | 0.0023566
STEM | SPS1 | CH | Fuel input for electricity generation¦Gas¦Gas turbines open cycle | PJ/yr. | 0 | 0 | 0 | 0 | 0 | 8.0362e-06 | 3.8646e-06 | 0.08104 | 0.044941 | 0.0070338 | 0.012046 | 0.012503
STEM | SPS1 | CH | Fuel input for electricity generation¦Gas¦Gas turbines combined cycle CCS | PJ/yr. | 0 | 0 | 0 | 0 | 0 | 0 | 1.0195e-05 | 0.00023374 | 0.035488 | 0.07402 | 0.068959 | 0.067861
STEM | SPS1 | CH | Fuel input for electricity generation¦Gas¦CHP Gas (for District Heating) | PJ/yr. | 1.2799 | 0.00017671 | 0.00092165 | 0 | 0 | 0 | 0 | 0 | 0 | 0 | 0 | 0
STEM | SPS1 | CH | Fuel input for electricity generation¦Gas¦CHP Fuel Cell Gas (for District Heating) | PJ/yr. | 0 | 0 | 0 | 0 | 0 | 0 | 0 | 0 | 0 | 0 | 0 | 0
STEM | SPS1 | CH | Fuel input for electricity generation¦Gas¦Industrial CHPs gas | PJ/yr. | 0.89328 | 0.56489 | 0.068982 | 0.47803 | 0.22697 | 0.87326 | 0.91913 | 0.92472 | 0.92607 | 0.53592 | 0.92489 | 0.92523
STEM | SPS1 | CH | Fuel input for electricity generation¦Gas¦Industrial CHPs gas (CCS) | PJ/yr. | 0 | 0 | 0 | 0 | 0 | 0.003047 | 0.35756 | 0.36032 | 0.36093 | 0.20967 | 0.3615 | 0.36164
STEM | SPS1 | CH | Fuel input for electricity generation¦Gas¦Industrial CHPs fuel cells (gas reformer) | PJ/yr. | 0 | 0 | 0 | 0 | 0 | 0 | 0 | 0 | 0 | 0 | 0 | 0
STEM | SPS1 | CH | Fuel input for electricity generation¦Gas¦Residential single family CHPs gas | PJ/yr. | 0.016064 | 0.002565 | 0.0077514 | 0.0036237 | 0.0033893 | 0.0023934 | 0 | 0 | 0.00073914 | 0.0015196 | 0.0018179 | 0.0028822
STEM | SPS1 | CH | Fuel input for electricity generation¦Gas¦Residential single family CHPs fuel cells gas | PJ/yr. | 0 | 0 | 0 | 0 | 0 | 0 | 0 | 0 | 0.0008935 | 0.0014662 | 0.0014619 | 0.0030752
STEM | SPS1 | CH | Fuel input for electricity generation¦Gas¦Residential multi family CHPs gas | PJ/yr. | 0.031845 | 0.031702 | 0.12962 | 0.12862 | 0.12983 | 0.05531 | 0 | 0 | 0.00039174 | 0.002034 | 0.0012688 | 0.04959
STEM | SPS1 | CH | Fuel input for electricity generation¦Gas¦Residential multi family CHPs fuel cells gas | PJ/yr. | 0 | 0 | 0 | 0 | 0 | 0 | 0 | 0 | 0.0018683 | 0.0032994 | 0.0025232 | 0.0072404
STEM | SPS1 | CH | Fuel input for electricity generation¦Gas¦Services sectors CHPs (bio)gas | PJ/yr. | 1.0647 | 1.255 | 1.2992 | 1.3802 | 1.7994 | 1.9201 | 4.2778 | 4.5102 | 5.675 | 7.0526 | 7.5885 | 7.5886
STEM | SPS1 | CH | Fuel input for electricity generation¦Gas¦Services sectors CHPs gas | PJ/yr. | 0.7644 | 0.79073 | 1.5079 | 1.5875 | 1.4816 | 0.87138 | 0 | 0 | 0.00099467 | 0.00089703 | 0.00070931 | 0.0018478
STEM | SPS1 | CH | Fuel input for electricity generation¦Gas¦Services sectors CHPs fuel cells (gas reformer) | PJ/yr. | 0 | 0 | 0 | 0 | 0 | 0 | 0 | 0 | 0.00058255 | 0.00076758 | 0.00058072 | 0.001595
STEM | SPS1 | CH | Fuel input for electricity generation¦Gas¦Fossil gases | PJ/yr. | 2.9088 | 1.3288 | 1.5993 | 2.1532 | 1.7953 | 1.6471 | 1.0021 | 0.57894 | 0.0039276 | 0.0056865 | 0.0045974 | 0.035239
STEM | SPS1 | CH | Fuel input for electricity generation¦Gas¦Fossil gases¦Gas turbines combined cycle | PJ/yr. | 0 | 0 | 0 | 0 | 0 | 9.4583e-06 | 7.5304e-06 | 8.9722e-05 | 5.6893e-06 | 9.1802e-06 | 4.7518e-06 | 5.7838e-05
STEM | SPS1 | CH | Fuel input for electricity generation¦Gas¦Fossil gases¦Gas turbines open cycle | PJ/yr. | 0 | 0 | 0 | 0 | 0 | 7.3315e-06 | 0 | 0.034334 | 0.00012838 | 4.7731e-05 | 4.0213e-05 | 0.00030686
STEM | SPS1 | CH | Fuel input for electricity generation¦Gas¦Fossil gases¦Gas turbines combined cycle CCS | PJ/yr. | 0 | 0 | 0 | 0 | 0 | 0 | 8.0026e-06 | 9.9027e-05 | 0.00010137 | 0.0005023 | 0.0002302 | 0.0016655
STEM | SPS1 | CH | Fuel input for electricity generation¦Gas¦Fossil gases¦CHP Gas (for District Heating) | PJ/yr. | 1.247 | 0.00016892 | 0.00085936 | 0 | 0 | 0 | 0 | 0 | 0 | 0 | 0 | 0
STEM | SPS1 | CH | Fuel input for electricity generation¦Gas¦Fossil gases¦CHP Fuel Cell Gas (for District Heating) | PJ/yr. | 0 | 0 | 0 | 0 | 0 | 0 | 0 | 0 | 0 | 0 | 0 | 0
STEM | SPS1 | CH | Fuel input for electricity generation¦Gas¦Fossil gases¦Industrial CHPs gas | PJ/yr. | 0.87035 | 0.54 | 0.064319 | 0.46833 | 0.22123 | 0.79669 | 0.72145 | 0.39177 | 0.0026454 | 0.0036368 | 0.0030875 | 0.022708
STEM | SPS1 | CH | Fuel input for electricity generation¦Gas¦Fossil gases¦Industrial CHPs gas (CCS) | PJ/yr. | 0 | 0 | 0 | 0 | 0 | 0.0027798 | 0.28066 | 0.15265 | 0.001031 | 0.0014228 | 0.0012068 | 0.0088756
STEM | SPS1 | CH | Fuel input for electricity generation¦Gas¦Fossil gases¦Industrial CHPs fuel cells (gas reformer) | PJ/yr. | 0 | 0 | 0 | 0 | 0 | 0 | 0 | 0 | 0 | 0 | 0 | 0
STEM | SPS1 | CH | Fuel input for electricity generation¦Gas¦Fossil gases¦Residential single family CHPs gas | PJ/yr. | 0.015652 | 0.002452 | 0.0072275 | 0.0035501 | 0.0033037 | 0.0021836 | 0 | 0 | 2.1114e-06 | 1.0312e-05 | 6.0688e-06 | 7.0736e-05
STEM | SPS1 | CH | Fuel input for electricity generation¦Gas¦Fossil gases¦Residential single family CHPs fuel cells gas | PJ/yr. | 0 | 0 | 0 | 0 | 0 | 0 | 0 | 0 | 2.5524e-06 | 9.9499e-06 | 4.8803e-06 | 7.5474e-05
STEM | SPS1 | CH | Fuel input for electricity generation¦Gas¦Fossil gases¦Residential multi family CHPs gas | PJ/yr. | 0.031028 | 0.030305 | 0.12086 | 0.12601 | 0.12655 | 0.05046 | 0 | 0 | 1.1191e-06 | 1.3803e-05 | 4.2358e-06 | 0.0012171
STEM | SPS1 | CH | Fuel input for electricity generation¦Gas¦Fossil gases¦Residential multi family CHPs fuel cells gas | PJ/yr. | 0 | 0 | 0 | 0 | 0 | 0 | 0 | 0 | 5.337e-06 | 2.2389e-05 | 8.4232e-06 | 0.0001777
STEM | SPS1 | CH | Fuel input for electricity generation¦Gas¦Fossil gases¦Services sectors CHPs (bio)gas | PJ/yr. | 0 | 0 | 0 | 0 | 0 | 0 | 0 | 0 | 0 | 0 | 0 | 0
STEM | SPS1 | CH | Fuel input for electricity generation¦Gas¦Fossil gases¦Services sectors CHPs gas | PJ/yr. | 0.74478 | 0.75588 | 1.406 | 1.5553 | 1.4442 | 0.79497 | 0 | 0 | 2.8414e-06 | 6.0872e-06 | 2.3679e-06 | 4.5351e-05
STEM | SPS1 | CH | Fuel input for electricity generation¦Gas¦Fossil gases¦Services sectors CHPs fuel cells (gas reformer) | PJ/yr. | 0 | 0 | 0 | 0 | 0 | 0 | 0 | 0 | 1.6641e-06 | 5.2088e-06 | 1.9386e-06 | 3.9146e-05
STEM | SPS1 | CH | Fuel input for electricity generation¦Gas¦Synthetic gases | PJ/yr. | 1.1413 | 1.3163 | 1.4152 | 1.4249 | 1.8459 | 2.0784 | 4.5524 | 5.2978 | 7.046 | 7.8849 | 8.9611 | 8.9891
STEM | SPS1 | CH | Fuel input for electricity generation¦Gas¦Synthetic gases¦Gas turbines combined cycle | PJ/yr. | 0 | 0 | 0 | 0 | 0 | 9.0911e-07 | 2.0634e-06 | 0.00012206 | 0.0019859 | 0.0013436 | 0.0014187 | 0.0022988
STEM | SPS1 | CH | Fuel input for electricity generation¦Gas¦Synthetic gases¦Gas turbines open cycle | PJ/yr. | 0 | 0 | 0 | 0 | 0 | 7.0468e-07 | 3.8646e-06 | 0.046706 | 0.044812 | 0.006986 | 0.012006 | 0.012196
STEM | SPS1 | CH | Fuel input for electricity generation¦Gas¦Synthetic gases¦Gas turbines combined cycle CCS | PJ/yr. | 0 | 0 | 0 | 0 | 0 | 0 | 2.1928e-06 | 0.00013471 | 0.035386 | 0.073517 | 0.068729 | 0.066196
STEM | SPS1 | CH | Fuel input for electricity generation¦Gas¦Synthetic gases¦CHP Gas (for District Heating) | PJ/yr. | 0.032857 | 7.7867e-06 | 6.2294e-05 | 0 | 0 | 0 | 0 | 0 | 0 | 0 | 0 | 0
STEM | SPS1 | CH | Fuel input for electricity generation¦Gas¦Synthetic gases¦CHP Fuel Cell Gas (for District Heating) | PJ/yr. | 0 | 0 | 0 | 0 | 0 | 0 | 0 | 0 | 0 | 0 | 0 | 0
STEM | SPS1 | CH | Fuel input for electricity generation¦Gas¦Synthetic gases¦Industrial CHPs gas | PJ/yr. | 0.022932 | 0.024892 | 0.0046625 | 0.0097056 | 0.0057306 | 0.076575 | 0.19769 | 0.53295 | 0.92343 | 0.53228 | 0.9218 | 0.90252
STEM | SPS1 | CH | Fuel input for electricity generation¦Gas¦Synthetic gases¦Industrial CHPs gas (CCS) | PJ/yr. | 0 | 0 | 0 | 0 | 0 | 0.00026719 | 0.076904 | 0.20766 | 0.3599 | 0.20824 | 0.3603 | 0.35276
STEM | SPS1 | CH | Fuel input for electricity generation¦Gas¦Synthetic gases¦Industrial CHPs fuel cells (gas reformer) | PJ/yr. | 0 | 0 | 0 | 0 | 0 | 0 | 0 | 0 | 0 | 0 | 0 | 0
STEM | SPS1 | CH | Fuel input for electricity generation¦Gas¦Synthetic gases¦Residential single family CHPs gas | PJ/yr. | 0.0004124 | 0.00011303 | 0.00052392 | 7.3573e-05 | 8.5574e-05 | 0.00020988 | 0 | 0 | 0.00073703 | 0.0015093 | 0.0018119 | 0.0028114
STEM | SPS1 | CH | Fuel input for electricity generation¦Gas¦Synthetic gases¦Residential single family CHPs fuel cells gas | PJ/yr. | 0 | 0 | 0 | 0 | 0 | 0 | 0 | 0 | 0.00089095 | 0.0014563 | 0.0014571 | 0.0029997
STEM | SPS1 | CH | Fuel input for electricity generation¦Gas¦Synthetic gases¦Residential multi family CHPs gas | PJ/yr. | 0.00081753 | 0.001397 | 0.0087612 | 0.0026115 | 0.003278 | 0.00485 | 0 | 0 | 0.00039062 | 0.0020202 | 0.0012646 | 0.048373
STEM | SPS1 | CH | Fuel input for electricity generation¦Gas¦Synthetic gases¦Residential multi family CHPs fuel cells gas | PJ/yr. | 0 | 0 | 0 | 0 | 0 | 0 | 0 | 0 | 0.001863 | 0.003277 | 0.0025148 | 0.0070627
STEM | SPS1 | CH | Fuel input for electricity generation¦Gas¦Synthetic gases¦Services sectors CHPs (bio)gas | PJ/yr. | 1.0647 | 1.255 | 1.2992 | 1.3802 | 1.7994 | 1.9201 | 4.2778 | 4.5102 | 5.675 | 7.0526 | 7.5885 | 7.5886
STEM | SPS1 | CH | Fuel input for electricity generation¦Gas¦Synthetic gases¦Services sectors CHPs gas | PJ/yr. | 0.019624 | 0.034844 | 0.10192 | 0.032232 | 0.037408 | 0.07641 | 0 | 0 | 0.00099182 | 0.00089094 | 0.00070694 | 0.0018025
STEM | SPS1 | CH | Fuel input for electricity generation¦Gas¦Synthetic gases¦Services sectors CHPs fuel cells (gas reformer) | PJ/yr. | 0 | 0 | 0 | 0 | 0 | 0 | 0 | 0 | 0.00058089 | 0.00076237 | 0.00057878 | 0.0015559
STEM | SPS1 | CH | Fuel input for electricity generation¦Wastes | PJ/yr. | 22.4955 | 24.6159 | 25.1542 | 25.1932 | 25.6005 | 26.7534 | 32.2793 | 33.8265 | 33.6992 | 33.6993 | 33.6993 | 33.6993
STEM | SPS1 | CH | Fuel input for electricity generation¦Wastes¦Wastes Incineration (electric only) | PJ/yr. | 18.2036 | 20.4298 | 20.7349 | 20.6966 | 20.9588 | 16.2999 | 12.649 | 13.1483 | 13.0182 | 13.0182 | 13.0182 | 13.0182
STEM | SPS1 | CH | Fuel input for electricity generation¦Wastes¦Wastes Incineration (electric only) CCS | PJ/yr. | 0 | 0 | 0 | 0 | 0 | 5.6547 | 12.7621 | 13.1474 | 13.0172 | 13.0172 | 13.0172 | 13.0172
STEM | SPS1 | CH | Fuel input for electricity generation¦Wastes¦CHP Wastes (for District Heating) | PJ/yr. | 3.8975 | 3.7769 | 3.7856 | 3.8023 | 3.872 | 3.2954 | 3.4598 | 3.7602 | 3.9066 | 3.9067 | 3.9068 | 3.9067
STEM | SPS1 | CH | Fuel input for electricity generation¦Wastes¦CHP Wastes (for District Heating) CCS | PJ/yr. | 0 | 0 | 0 | 0 | 0 | 0.63206 | 1.3651 | 1.3501 | 1.3368 | 1.3368 | 1.3368 | 1.3368
STEM | SPS1 | CH | Fuel input for electricity generation¦Wastes¦Industrial CHPs wastes | PJ/yr. | 0.39444 | 0.40919 | 0.63366 | 0.69431 | 0.76966 | 0.75563 | 0.00020829 | 0.00010623 | 0.00017612 | 0.00010932 | 0.00018535 | 0.00011668
STEM | SPS1 | CH | Fuel input for electricity generation¦Wastes¦Industrial CHPs wastes CCS | PJ/yr. | 0 | 0 | 0 | 0 | 0 | 0.11576 | 2.0432 | 2.4203 | 2.4202 | 2.4203 | 2.4202 | 2.4203
STEM | SPS1 | CH | Fuel input for electricity generation¦Wastes¦Renewable | PJ/yr. | 11.0505 | 12.1034 | 12.2603 | 12.2494 | 12.4154 | 12.941 | 15.118 | 15.703 | 15.6394 | 15.6395 | 15.6395 | 15.6394
STEM | SPS1 | CH | Fuel input for electricity generation¦Wastes¦Renewable¦Wastes Incineration (electric only) | PJ/yr. | 9.1018 | 10.2149 | 10.3674 | 10.3483 | 10.4794 | 8.1499 | 6.3245 | 6.5742 | 6.5091 | 6.5091 | 6.5091 | 6.5091
STEM | SPS1 | CH | Fuel input for electricity generation¦Wastes¦Renewable¦Wastes Incineration (electric only) CCS | PJ/yr. | 0 | 0 | 0 | 0 | 0 | 2.8273 | 6.381 | 6.5737 | 6.5086 | 6.5086 | 6.5086 | 6.5086
STEM | SPS1 | CH | Fuel input for electricity generation¦Wastes¦Renewable¦CHP Wastes (for District Heating) | PJ/yr. | 1.9487 | 1.8885 | 1.8928 | 1.9011 | 1.936 | 1.6477 | 1.7299 | 1.8801 | 1.9533 | 1.9534 | 1.9534 | 1.9534
STEM | SPS1 | CH | Fuel input for electricity generation¦Wastes¦Renewable¦CHP Wastes (for District Heating) CCS | PJ/yr. | 0 | 0 | 0 | 0 | 0 | 0.31603 | 0.68254 | 0.67507 | 0.66839 | 0.66839 | 0.66839 | 0.66839
STEM | SPS1 | CH | Fuel input for electricity generation¦Wastes¦Renewable¦Industrial CHPs wastes | PJ/yr. | 0 | 0 | 0 | 0 | 0 | 0 | 0 | 0 | 0 | 0 | 0 | 0
STEM | SPS1 | CH | Fuel input for electricity generation¦Wastes¦Renewable¦Industrial CHPs wastes CCS | PJ/yr. | 0 | 0 | 0 | 0 | 0 | 0 | 0 | 0 | 0 | 0 | 0 | 0
STEM | SPS1 | CH | Fuel input for electricity generation¦Wastes¦Non Renewable | PJ/yr. | 11.445 | 12.5126 | 12.8939 | 12.9438 | 13.1851 | 13.8124 | 17.1614 | 18.1235 | 18.0598 | 18.0599 | 18.0599 | 18.0599
STEM | SPS1 | CH | Fuel input for electricity generation¦Wastes¦Non Renewable¦Wastes Incineration (electric only) | PJ/yr. | 9.1018 | 10.2149 | 10.3674 | 10.3483 | 10.4794 | 8.1499 | 6.3245 | 6.5742 | 6.5091 | 6.5091 | 6.5091 | 6.5091
STEM | SPS1 | CH | Fuel input for electricity generation¦Wastes¦Non Renewable¦Wastes Incineration (electric only) CCS | PJ/yr. | 0 | 0 | 0 | 0 | 0 | 2.8273 | 6.381 | 6.5737 | 6.5086 | 6.5086 | 6.5086 | 6.5086
STEM | SPS1 | CH | Fuel input for electricity generation¦Wastes¦Non Renewable¦CHP Wastes (for District Heating) | PJ/yr. | 1.9487 | 1.8885 | 1.8928 | 1.9011 | 1.936 | 1.6477 | 1.7299 | 1.8801 | 1.9533 | 1.9534 | 1.9534 | 1.9534
STEM | SPS1 | CH | Fuel input for electricity generation¦Wastes¦Non Renewable¦CHP Wastes (for District Heating) CCS | PJ/yr. | 0 | 0 | 0 | 0 | 0 | 0.31603 | 0.68254 | 0.67507 | 0.66839 | 0.66839 | 0.66839 | 0.66839
STEM | SPS1 | CH | Fuel input for electricity generation¦Wastes¦Non Renewable¦Industrial CHPs wastes | PJ/yr. | 0.39444 | 0.40919 | 0.63366 | 0.69431 | 0.76966 | 0.75563 | 0.00020829 | 0.00010623 | 0.00017612 | 0.00010932 | 0.00018535 | 0.00011668
STEM | SPS1 | CH | Fuel input for electricity generation¦Wastes¦Non Renewable¦Industrial CHPs wastes CCS | PJ/yr. | 0 | 0 | 0 | 0 | 0 | 0.11576 | 2.0432 | 2.4203 | 2.4202 | 2.4203 | 2.4202 | 2.4203
STEM | SPS1 | CH | Fuel input for electricity generation¦Wood | PJ/yr. | 0.21808 | 0.23928 | 1.1437 | 1.6826 | 1.7925 | 3.9307 | 4.9189 | 6.2944 | 6.2685 | 6.3714 | 6.3385 | 6.3749
STEM | SPS1 | CH | Fuel input for electricity generation¦Wood¦CHP Wood (for District Heating) | PJ/yr. | 0.037187 | 1.9542e-07 | 0.00046921 | 0.0004356 | 0.0013668 | 0.70624 | 1.0561 | 0.66276 | 0.61842 | 0.64648 | 0.62037 | 0.63826
STEM | SPS1 | CH | Fuel input for electricity generation¦Wood¦Biomass with CCS (BECCS) | PJ/yr. | 0 | 0 | 0 | 0 | 0 | 0.0011826 | 0.08367 | 1.4938 | 1.5864 | 1.5899 | 1.6003 | 1.6321
STEM | SPS1 | CH | Fuel input for electricity generation¦Wood¦Industrial CHPs wood | PJ/yr. | 0.18089 | 0.23928 | 1.1433 | 1.681 | 1.7893 | 0.59317 | 0.18442 | 0.00059044 | 0.00049915 | 0.00055291 | 0.00042529 | 0.00071662
STEM | SPS1 | CH | Fuel input for electricity generation¦Wood¦Industrial CHPs wood (CCS) | PJ/yr. | 0 | 0 | 0 | 0 | 0 | 2.4674 | 3.3981 | 3.9477 | 3.8749 | 3.9494 | 3.9324 | 3.9507
STEM | SPS1 | CH | Fuel input for electricity generation¦Wood¦Residential single family CHPs wood | PJ/yr. | 0 | 0 | 0 | 0.00036371 | 0.00057558 | 0.0017991 | 0.0030348 | 0.0037054 | 0.0024273 | 0.0017919 | 0.0017101 | 0.0026596
STEM | SPS1 | CH | Fuel input for electricity generation¦Wood¦Residential multi family CHPs wood | PJ/yr. | 0 | 0 | 0 | 0.0004616 | 0.00076492 | 0.15787 | 0.19102 | 0.18429 | 0.18368 | 0.18207 | 0.18241 | 0.14865
STEM | SPS1 | CH | Fuel input for electricity generation¦Wood¦Services sectors CHPs wood | PJ/yr. | 0 | 0 | 0 | 0.00038778 | 0.00043368 | 0.0029828 | 0.0025374 | 0.001579 | 0.0021424 | 0.0012031 | 0.00089935 | 0.0018164
STEM | SPS1 | CH | Fuel input for electricity generation¦Wind | PJ/yr. | 0.524 | 0.54529 | 0.50316 | 0.88321 | 0.93305 | 0.93305 | 1.0395 | 1.0396 | 1.0397 | 1.0397 | 1.0397 | 1.0398
STEM | SPS1 | CH | Fuel input for electricity generation¦Wind¦Wind turbines | PJ/yr. | 0.524 | 0.54529 | 0.50316 | 0.88321 | 0.93305 | 0.93305 | 1.0395 | 1.0396 | 1.0397 | 1.0397 | 1.0397 | 1.0398
STEM | SPS1 | CH | Fuel input for electricity generation¦Solar | PJ/yr. | 9.355 | 12.8213 | 28.8 | 54.6426 | 79.7276 | 85.7759 | 93.0951 | 100.2649 | 103.816 | 106.7966 | 107.4818 | 109.6653
STEM | SPS1 | CH | Fuel input for electricity generation¦Solar¦Solar PV (large scale) | PJ/yr. | 0 | 0 | 0.15619 | 0.5382 | 2.3203 | 4.42 | 7.5892 | 10.3973 | 9.3643 | 7.5269 | 3.1483 | 0.0097145
STEM | SPS1 | CH | Fuel input for electricity generation¦Solar¦Solar PV (Industry) | PJ/yr. | 3.518 | 4.8486 | 11.9271 | 14.1166 | 19.7847 | 20.7939 | 21.8546 | 22.9694 | 24.1411 | 25.3725 | 26.6668 | 28.027
STEM | SPS1 | CH | Fuel input for electricity generation¦Solar¦Solar PV (Residential single family) | PJ/yr. | 2.1349 | 3.3907 | 4.3179 | 18.9176 | 19.8826 | 20.8968 | 21.9627 | 23.0831 | 24.2605 | 25.4981 | 26.7987 | 28.1657
STEM | SPS1 | CH | Fuel input for electricity generation¦Solar¦Solar PV (Residential multi family) | PJ/yr. | 0.86248 | 1.2876 | 5.8107 | 13.4607 | 14.1473 | 14.8689 | 15.6274 | 16.4246 | 17.2624 | 18.1429 | 19.0684 | 20.0411
STEM | SPS1 | CH | Fuel input for electricity generation¦Solar¦Solar PV (Services) | PJ/yr. | 2.8396 | 3.2945 | 6.5881 | 7.6095 | 23.5927 | 24.7963 | 26.0612 | 27.3906 | 28.7878 | 30.2562 | 31.7996 | 33.4217
STEM | SPS1 | CH | Fuel input for electricity generation¦Geothermal | PJ/yr. | 0 | 0 | 0 | 0 | 0 | 0 | 0 | 0 | 0 | 0 | 0 | 0
STEM | SPS1 | CH | Fuel input for electricity generation¦Geothermal¦Deep geothermal | PJ/yr. | 0 | 0 | 0 | 0 | 0 | 0 | 0.052509 | 0.052526 | 0.052527 | 0.045616 | 0.041311 | 0.045458
STEM | SPS1 | CH | Fuel input for electricity generation¦Hydrogen | PJ/yr. | 0 | 0 | 0 | 0.0051765 | 0.79544 | 3.7404 | 5.4584 | 5.7921 | 5.7866 | 5.7703 | 5.762 | 5.7686
STEM | SPS1 | CH | Fuel input for electricity generation¦Hydrogen¦CHP Fuel Cell Hydrogen (for District Heating) | PJ/yr. | 0 | 0 | 0 | 0 | 0 | 0.27867 | 0.78894 | 1.1537 | 1.1537 | 1.1537 | 1.1537 | 1.1538
STEM | SPS1 | CH | Fuel input for electricity generation¦Hydrogen¦Industrial CHPs fuel cells (hydrogen) | PJ/yr. | 0 | 0 | 0 | 0.0045591 | 0.79389 | 3.4552 | 4.6496 | 4.6044 | 4.6044 | 4.6044 | 4.6044 | 4.6044
STEM | SPS1 | CH | Fuel input for electricity generation¦Hydrogen¦Services sectors CHPs fuel cells (hydrogen) | PJ/yr. | 0 | 0 | 0 | 0.00061732 | 0.0015503 | 0.0064498 | 0.019829 | 0.034051 | 0.028529 | 0.01224 | 0.0039129 | 0.010505
STEM | SPS1 | CH | Fuel input for electricity generation¦Electricity storage (non hydro) | PJ/yr. | 0.1397 | 0.014539 | 0.12874 | 0.25234 | 1.2052 | 1.743 | 2.8819 | 4.4825 | 4.4629 | 4.9632 | 5.0773 | 5.138
STEM | SPS1 | CH | Fuel input for electricity generation¦Electricity storage (non hydro)¦CAES | PJ/yr. | 0.13502 | 0.010349 | 0.12409 | 0.063982 | 0.049262 | 0.034525 | 0.043485 | 0.13497 | 0.13499 | 0.13499 | 0.13499 | 0.135
STEM | SPS1 | CH | Fuel input for electricity generation¦Electricity storage (non hydro)¦Battery storage large size centralised | PJ/yr. | 0.0013106 | 0.0010496 | 0.0012968 | 0.0013141 | 0.69881 | 1.1961 | 1.2014 | 1.8724 | 2.0479 | 2.3526 | 2.3527 | 2.362
STEM | SPS1 | CH | Fuel input for electricity generation¦Electricity storage (non hydro)¦Battery storage medium size centralised | PJ/yr. | 0.0011535 | 0.00092754 | 0.0011353 | 0.0011955 | 0.015362 | 0.022967 | 1.1121 | 1.8776 | 1.5675 | 1.6913 | 1.7656 | 1.7738
STEM | SPS1 | CH | Fuel input for electricity generation¦Electricity storage (non hydro)¦Batteries in industry | PJ/yr. | 0.00036797 | 0.00036768 | 0.00036879 | 0.079557 | 0.21147 | 0.31175 | 0.39103 | 0.41188 | 0.4872 | 0.57088 | 0.65256 | 0.59601
STEM | SPS1 | CH | Fuel input for electricity generation¦Electricity storage (non hydro)¦Batteries in residential single family houses | PJ/yr. | 0.00073883 | 0.0007382 | 0.00074044 | 0.030946 | 0.04745 | 0.031629 | 0.043699 | 0.057577 | 0.04127 | 0.071355 | 0.064722 | 0.10148
STEM | SPS1 | CH | Fuel input for electricity generation¦Electricity storage (non hydro)¦Batteries in residential multi-family houses | PJ/yr. | 0.00073857 | 0.00073794 | 0.00074008 | 0.046531 | 0.091522 | 0.07859 | 0.053695 | 0.075406 | 0.10509 | 0.08304 | 0.063936 | 0.10165
STEM | SPS1 | CH | Fuel input for electricity generation¦Electricity storage (non hydro)¦Batteries in Services sector | PJ/yr. | 0.00036941 | 0.00036913 | 0.00037018 | 0.028813 | 0.09132 | 0.06745 | 0.036421 | 0.052666 | 0.078898 | 0.059041 | 0.042796 | 0.068117
| SPS1 | CH | Fuel input for heat generation from CHPs and heat plants | PJ/yr. | 55.9434 | 55.0754 | 58.6662 | 57.961 | 57.8441 | 61.339 | 73.1663 | 74.1078 | 75.1073 | 80.3327 | 88.4045 | 94.9278
| SPS1 | CH | Fuel input for heat generation from CHPs and heat plants¦District heating | PJ/yr. | 48.0603 | 46.8433 | 46.4437 | 44.5849 | 43.7994 | 43.666 | 46.4958 | 46.7788 | 46.8106 | 51.2333 | 57.876 | 64.3359
| SPS1 | CH | Fuel input for heat generation from CHPs and heat plants¦District heating¦CHP | PJ/yr. | 39.0749 | 34.6302 | 34.6986 | 34.3725 | 34.0635 | 35.7164 | 39.2378 | 40.027 | 40.4198 | 40.4044 | 40.4272 | 40.493
| SPS1 | CH | Fuel input for heat generation from CHPs and heat plants¦District heating¦CHP¦Oil | PJ/yr. | 0.01526 | 0.00027024 | 0.0028077 | 0.0009053 | 0.00036462 | 0.002477 | 0.0014198 | 1.5552e-05 | 0.00035632 | 0.00038336 | 0.00037087 | 0.00045967
| SPS1 | CH | Fuel input for heat generation from CHPs and heat plants¦District heating¦CHP¦Oil¦CHP Oil (for District Heating) | PJ/yr. | 0.01526 | 0.00027024 | 0.0028077 | 0.0009053 | 0.00036462 | 0.002477 | 0.0014198 | 1.5552e-05 | 0.00035632 | 0.00038336 | 0.00037087 | 0.00045967
| SPS1 | CH | Fuel input for heat generation from CHPs and heat plants¦District heating¦CHP¦Oil¦Fossil liquids | PJ/yr. | 0.01526 | 0.00027024 | 0.0028077 | 0.0009053 | 0.00036462 | 0.002477 | 0.0014198 | 1.5552e-05 | 0.00035632 | 0.00038336 | 0.00037087 | 0.00045967
| SPS1 | CH | Fuel input for heat generation from CHPs and heat plants¦District heating¦CHP¦Oil¦Fossil liquids¦CHP Oil (for District Heating) | PJ/yr. | 0.01526 | 0.00027024 | 0.0028077 | 0.0009053 | 0.00036462 | 0.002477 | 0.0014198 | 1.5552e-05 | 0.00035632 | 0.00038336 | 0.00037087 | 0.00045967
| SPS1 | CH | Fuel input for heat generation from CHPs and heat plants¦District heating¦CHP¦Oil¦Synthetic liquids | PJ/yr. | 0 | 0 | 0 | 0 | 0 | 0 | 0 | 0 | 0 | 0 | 0 | 0
| SPS1 | CH | Fuel input for heat generation from CHPs and heat plants¦District heating¦CHP¦Oil¦Synthetic liquids¦CHP Oil (for District Heating) | PJ/yr. | 0 | 0 | 0 | 0 | 0 | 0 | 0 | 0 | 0 | 0 | 0 | 0
| SPS1 | CH | Fuel input for heat generation from CHPs and heat plants¦District heating¦CHP¦Gas | PJ/yr. | 2.3899 | 0.00033955 | 0.0018461 | 0 | 0 | 0 | 0 | 0 | 4.5753e-05 | 7.0669e-05 | 6.1229e-05 | 0.00012881
| SPS1 | CH | Fuel input for heat generation from CHPs and heat plants¦District heating¦CHP¦Gas¦CHP Gas (for District Heating) | PJ/yr. | 2.3899 | 0.00033955 | 0.0018461 | 0 | 0 | 0 | 0 | 0 | 4.5753e-05 | 7.0669e-05 | 6.1229e-05 | 0.00012881
| SPS1 | CH | Fuel input for heat generation from CHPs and heat plants¦District heating¦CHP¦Gas¦CHP Fuel Cell Gas (for District Heating) | PJ/yr. | 0 | 0 | 0 | 0 | 0 | 0 | 0 | 0 | 0 | 0 | 0 | 0
| SPS1 | CH | Fuel input for heat generation from CHPs and heat plants¦District heating¦CHP¦Gas¦Fossil gases | PJ/yr. | 2.3285 | 0.00032459 | 0.0017213 | 0 | 0 | 0 | 0 | 0 | 4.5753e-05 | 7.0669e-05 | 6.1229e-05 | 0.00012881
| SPS1 | CH | Fuel input for heat generation from CHPs and heat plants¦District heating¦CHP¦Gas¦Fossil gases¦CHP Gas (for District Heating) | PJ/yr. | 2.3285 | 0.00032459 | 0.0017213 | 0 | 0 | 0 | 0 | 0 | 4.5753e-05 | 7.0669e-05 | 6.1229e-05 | 0.00012881
| SPS1 | CH | Fuel input for heat generation from CHPs and heat plants¦District heating¦CHP¦Gas¦Fossil gases¦CHP Fuel Cell Gas (for District Heating) | PJ/yr. | 0 | 0 | 0 | 0 | 0 | 0 | 0 | 0 | 0 | 0 | 0 | 0
| SPS1 | CH | Fuel input for heat generation from CHPs and heat plants¦District heating¦CHP¦Gas¦Synthetic gases | PJ/yr. | 0.061353 | 1.4963e-05 | 0.00012478 | 0 | 0 | 0 | 0 | 0 | 0 | 0 | 0 | 0
| SPS1 | CH | Fuel input for heat generation from CHPs and heat plants¦District heating¦CHP¦Gas¦Synthetic gases¦CHP Gas (for District Heating) | PJ/yr. | 0.061353 | 1.4963e-05 | 0.00012478 | 0 | 0 | 0 | 0 | 0 | 0 | 0 | 0 | 0
| SPS1 | CH | Fuel input for heat generation from CHPs and heat plants¦District heating¦CHP¦Gas¦Synthetic gases¦CHP Fuel Cell Gas (for District Heating) | PJ/yr. | 0 | 0 | 0 | 0 | 0 | 0 | 0 | 0 | 0 | 0 | 0 | 0
| SPS1 | CH | Fuel input for heat generation from CHPs and heat plants¦District heating¦CHP¦Wastes | PJ/yr. | 36.4204 | 34.6291 | 34.675 | 34.3705 | 34.0594 | 33.5285 | 35.4976 | 35.9644 | 36.387 | 36.3875 | 36.3876 | 36.3874
| SPS1 | CH | Fuel input for heat generation from CHPs and heat plants¦District heating¦CHP¦Wastes¦CHP Wastes (for District Heating) | PJ/yr. | 36.4204 | 34.6291 | 34.675 | 34.3705 | 34.0594 | 27.5981 | 23.0462 | 24.0022 | 24.5432 | 24.5437 | 24.5438 | 24.5436
| SPS1 | CH | Fuel input for heat generation from CHPs and heat plants¦District heating¦CHP¦Wastes¦CHP Wastes (for District Heating) CCS | PJ/yr. | 0 | 0 | 0 | 0 | 0 | 5.9304 | 12.4513 | 11.9623 | 11.8438 | 11.8438 | 11.8438 | 11.8438
| SPS1 | CH | Fuel input for heat generation from CHPs and heat plants¦District heating¦CHP¦Wastes¦Renewable | PJ/yr. | 18.2102 | 17.3146 | 17.3375 | 17.1852 | 17.0297 | 16.7642 | 17.7488 | 17.9822 | 18.1935 | 18.1938 | 18.1938 | 18.1937
| SPS1 | CH | Fuel input for heat generation from CHPs and heat plants¦District heating¦CHP¦Wastes¦Renewable¦CHP Wastes (for District Heating) | PJ/yr. | 18.2102 | 17.3146 | 17.3375 | 17.1852 | 17.0297 | 13.799 | 11.5231 | 12.0011 | 12.2716 | 12.2719 | 12.2719 | 12.2718
| SPS1 | CH | Fuel input for heat generation from CHPs and heat plants¦District heating¦CHP¦Wastes¦Renewable¦CHP Wastes (for District Heating) CCS | PJ/yr. | 0 | 0 | 0 | 0 | 0 | 2.9652 | 6.2257 | 5.9811 | 5.9219 | 5.9219 | 5.9219 | 5.9219
| SPS1 | CH | Fuel input for heat generation from CHPs and heat plants¦District heating¦CHP¦Wastes¦Non Renewable | PJ/yr. | 18.2102 | 17.3146 | 17.3375 | 17.1852 | 17.0297 | 16.7642 | 17.7488 | 17.9822 | 18.1935 | 18.1938 | 18.1938 | 18.1937
| SPS1 | CH | Fuel input for heat generation from CHPs and heat plants¦District heating¦CHP¦Wastes¦Non Renewable¦CHP Wastes (for District Heating) | PJ/yr. | 18.2102 | 17.3146 | 17.3375 | 17.1852 | 17.0297 | 13.799 | 11.5231 | 12.0011 | 12.2716 | 12.2719 | 12.2719 | 12.2718
| SPS1 | CH | Fuel input for heat generation from CHPs and heat plants¦District heating¦CHP¦Wastes¦Non Renewable¦CHP Wastes (for District Heating) CCS | PJ/yr. | 0 | 0 | 0 | 0 | 0 | 2.9652 | 6.2257 | 5.9811 | 5.9219 | 5.9219 | 5.9219 | 5.9219
| SPS1 | CH | Fuel input for heat generation from CHPs and heat plants¦District heating¦CHP¦Wood | PJ/yr. | 0.24928 | 0.00047339 | 0.018939 | 0.0011812 | 0.003642 | 1.847 | 2.762 | 2.6067 | 2.5766 | 2.5605 | 2.5832 | 2.649
| SPS1 | CH | Fuel input for heat generation from CHPs and heat plants¦District heating¦CHP¦Wood¦CHP Wood (for District Heating) | PJ/yr. | 0.24928 | 0.00047339 | 0.018939 | 0.0011812 | 0.003642 | 1.847 | 2.762 | 2.6067 | 2.5766 | 2.5605 | 2.5832 | 2.649
| SPS1 | CH | Fuel input for heat generation from CHPs and heat plants¦District heating¦CHP¦Hydrogen | PJ/yr. | 0 | 0 | 0 | 0 | 0 | 0.33838 | 0.97678 | 1.4559 | 1.4559 | 1.4559 | 1.4559 | 1.4559
| SPS1 | CH | Fuel input for heat generation from CHPs and heat plants¦District heating¦CHP¦Hydrogen¦CHP Fuel Cell Hydrogen (for District Heating) | PJ/yr. | 0 | 0 | 0 | 0 | 0 | 0.33838 | 0.97678 | 1.4559 | 1.4559 | 1.4559 | 1.4559 | 1.4559
| SPS1 | CH | Fuel input for heat generation from CHPs and heat plants¦District heating¦Heat plants | PJ/yr. | 8.9855 | 12.2131 | 11.7451 | 10.2124 | 9.7359 | 7.9496 | 7.258 | 6.7518 | 6.3907 | 10.8289 | 17.4489 | 23.8429
| SPS1 | CH | Fuel input for heat generation from CHPs and heat plants¦District heating¦Heat plants¦Gas | PJ/yr. | 4.396 | 4.2902 | 4.3154 | 2.3679 | 2.3679 | 2.3679 | 2.3679 | 2.3679 | 2.3679 | 7.0533 | 13.8307 | 20.3108
| SPS1 | CH | Fuel input for heat generation from CHPs and heat plants¦District heating¦Heat plants¦Gas¦Heat plant gas | PJ/yr. | 4.396 | 4.2902 | 4.3154 | 2.3679 | 2.3679 | 2.3679 | 2.3679 | 2.3679 | 2.3679 | 7.0533 | 13.8307 | 20.3108
| SPS1 | CH | Fuel input for heat generation from CHPs and heat plants¦District heating¦Heat plants¦Fossil gases | PJ/yr. | 2.0281 | 1.9223 | 1.9475 | 0 | 0 | 0 | 0 | 0 | 0 | 0 | 0 | 0
| SPS1 | CH | Fuel input for heat generation from CHPs and heat plants¦District heating¦Heat plants¦Fossil gases¦Heat plant gas | PJ/yr. | 2.0281 | 1.9223 | 1.9475 | 0 | 0 | 0 | 0 | 0 | 0 | 0 | 0 | 0
| SPS1 | CH | Fuel input for heat generation from CHPs and heat plants¦District heating¦Heat plants¦Synthetic gases | PJ/yr. | 1.184 | 1.1839 | 1.1839 | 1.1839 | 1.184 | 1.184 | 1.1839 | 1.184 | 1.1839 | 3.5266 | 6.9154 | 10.1554
| SPS1 | CH | Fuel input for heat generation from CHPs and heat plants¦District heating¦Heat plants¦Synthetic gases¦Heat plant gas | PJ/yr. | 1.184 | 1.1839 | 1.1839 | 1.1839 | 1.184 | 1.184 | 1.1839 | 1.184 | 1.1839 | 3.5266 | 6.9154 | 10.1554
| SPS1 | CH | Fuel input for heat generation from CHPs and heat plants¦District heating¦Heat plants¦Nuclear fuel | PJ/yr. | 1.45 | 3.8019 | 3.8017 | 1.1503 | 0.85632 | 0 | 0 | 0 | 0 | 0 | 0 | 0
| SPS1 | CH | Fuel input for heat generation from CHPs and heat plants¦District heating¦Heat plants¦Nuclear fuel¦Heat plant nuclear | PJ/yr. | 1.45 | 3.8019 | 3.8017 | 1.1503 | 0.85632 | 0 | 0 | 0 | 0 | 0 | 0 | 0
| SPS1 | CH | Fuel input for heat generation from CHPs and heat plants¦District heating¦Heat plants¦Oil | PJ/yr. | 0.21542 | 0.21752 | 0.062572 | 0.06282 | 0.00032964 | 3.2404e-05 | 0.0001837 | 4.7882e-05 | 4.0821e-06 | 1.3796e-06 | 3.7903e-06 | 1.1972e-06
| SPS1 | CH | Fuel input for heat generation from CHPs and heat plants¦District heating¦Heat plants¦Oil¦Heat plant oil | PJ/yr. | 0.21542 | 0.21752 | 0.062572 | 0.06282 | 0.00032964 | 3.2404e-05 | 0.0001837 | 4.7882e-05 | 4.0821e-06 | 1.3796e-06 | 3.7903e-06 | 1.1972e-06
| SPS1 | CH | Fuel input for heat generation from CHPs and heat plants¦District heating¦Heat plants¦Oil¦Fossil liquids | PJ/yr. | 0.21542 | 0.21752 | 0.062572 | 0.06282 | 0.00032964 | 3.2404e-05 | 0.0001837 | 4.7882e-05 | 4.0821e-06 | 1.3796e-06 | 3.7903e-06 | 1.1972e-06
| SPS1 | CH | Fuel input for heat generation from CHPs and heat plants¦District heating¦Heat plants¦Oil¦Fossil liquids¦Heat plant oil | PJ/yr. | 0.21542 | 0.21752 | 0.062572 | 0.06282 | 0.00032964 | 3.2404e-05 | 0.0001837 | 4.7882e-05 | 4.0821e-06 | 1.3796e-06 | 3.7903e-06 | 1.1972e-06
| SPS1 | CH | Fuel input for heat generation from CHPs and heat plants¦District heating¦Heat plants¦Oil¦Synthetic liquids | PJ/yr. | 0 | 0 | 0 | 0 | 0 | 0 | 0 | 0 | 0 | 4 | 0 | 0
| SPS1 | CH | Fuel input for heat generation from CHPs and heat plants¦District heating¦Heat plants¦Oil¦Synthetic liquids¦Heat plant oil | PJ/yr. | 0 | 0 | 0 | 0 | 0 | 0 | 0 | 0 | 0 | 4 | 0 | 0
| SPS1 | CH | Fuel input for heat generation from CHPs and heat plants¦District heating¦Heat plants¦Wood | PJ/yr. | 2.9241 | 2.639 | 2.2626 | 5.153 | 4.5522 | 3.5224 | 2.7255 | 2.109 | 1.6319 | 1.2627 | 0.97707 | 0.75608
| SPS1 | CH | Fuel input for heat generation from CHPs and heat plants¦District heating¦Heat plants¦Wood¦Heat plant wood | PJ/yr. | 2.9241 | 2.639 | 2.2626 | 5.153 | 4.5522 | 3.5224 | 2.7255 | 2.109 | 1.6319 | 1.2627 | 0.97707 | 0.75608
| SPS1 | CH | Fuel input for heat generation from CHPs and heat plants¦District heating¦Heat plants¦Solar | PJ/yr. | 0 | 0 | 0 | 3.2266e-05 | 5.2371e-05 | 5.2827e-05 | 5.3718e-05 | 5.617e-05 | 5.6479e-05 | 6.0233e-05 | 6.3069e-05 | 0.00012297
| SPS1 | CH | Fuel input for heat generation from CHPs and heat plants¦District heating¦Heat plants¦Solar¦Heat plant solar | PJ/yr. | 0 | 0 | 0 | 3.2266e-05 | 5.2371e-05 | 5.2827e-05 | 5.3718e-05 | 5.617e-05 | 5.6479e-05 | 6.0233e-05 | 6.3069e-05 | 0.00012297
| SPS1 | CH | Fuel input for heat generation from CHPs and heat plants¦District heating¦Heat plants¦Geothermal | PJ/yr. | 0 | 0 | 0 | 0 | 0 | 0.00015431 | 0.00015462 | 0.00015532 | 0.00015556 | 0.00015655 | 0.00015891 | 0.00023156
| SPS1 | CH | Fuel input for heat generation from CHPs and heat plants¦District heating¦Heat plants¦Geothermal¦Heat plant deep geothermal | PJ/yr. | 0 | 0 | 0 | 0 | 0 | 0.00015431 | 0.00015462 | 0.00015532 | 0.00015556 | 0.00015655 | 0.00015891 | 0.00023156
| SPS1 | CH | Fuel input for heat generation from CHPs and heat plants¦District heating¦Heat plants¦Electricity | PJ/yr. | 0 | 1.2645 | 1.3028 | 1.4784 | 1.9592 | 2.0591 | 2.1642 | 2.2747 | 2.3907 | 2.5127 | 2.6409 | 2.7756
| SPS1 | CH | Fuel input for heat generation from CHPs and heat plants¦District heating¦Heat plants¦Electricity¦Heat pump electric | PJ/yr. | 0 | 1.2645 | 1.3028 | 1.4784 | 1.9592 | 2.0591 | 2.1642 | 2.2747 | 2.3907 | 2.5127 | 2.6409 | 2.7756
| SPS1 | CH | Fuel input for heat generation from CHPs and heat plants¦On-site CHPs | PJ/yr. | 7.8831 | 8.2321 | 12.2225 | 13.3761 | 14.0447 | 17.6731 | 26.6705 | 27.3289 | 28.2967 | 29.0994 | 30.5285 | 30.592
| SPS1 | CH | Fuel input for heat generation from CHPs and heat plants¦On-site CHPs¦Oil | PJ/yr. | 0.27164 | 0.64216 | 0.031721 | 0.57555 | 0.54154 | 0 | 0 | 0 | 0.061835 | 0.061815 | 0.44839 | 0.44839
| SPS1 | CH | Fuel input for heat generation from CHPs and heat plants¦On-site CHPs¦Oil¦Industrial CHPs oil | PJ/yr. | 0.27164 | 0.64216 | 0.031721 | 0.57555 | 0.54154 | 0 | 0 | 0 | 0.061835 | 0.061815 | 0.44839 | 0.44839
| SPS1 | CH | Fuel input for heat generation from CHPs and heat plants¦On-site CHPs¦Oil¦Fossil liquids | PJ/yr. | 0.27164 | 0.64216 | 0.031721 | 0.57555 | 0.54154 | 0 | 0 | 0 | 0.061835 | 0.061815 | 0.44839 | 0.44839
| SPS1 | CH | Fuel input for heat generation from CHPs and heat plants¦On-site CHPs¦Oil¦Fossil liquids¦Industrial CHPs oil | PJ/yr. | 0.27164 | 0.64216 | 0.031721 | 0.57555 | 0.54154 | 0 | 0 | 0 | 0.061835 | 0.061815 | 0.44839 | 0.44839
| SPS1 | CH | Fuel input for heat generation from CHPs and heat plants¦On-site CHPs¦Oil¦Synthetic liquids | PJ/yr. | 0 | 0 | 0 | 0 | 0 | 0 | 0 | 0 | 0 | 0 | 0 | 0
| SPS1 | CH | Fuel input for heat generation from CHPs and heat plants¦On-site CHPs¦Oil¦Synthetic liquids¦Industrial CHPs oil | PJ/yr. | 0 | 0 | 0 | 0 | 0 | 0 | 0 | 0 | 0 | 0 | 0 | 0
| SPS1 | CH | Fuel input for heat generation from CHPs and heat plants¦On-site CHPs¦Gas | PJ/yr. | 3.6021 | 3.4519 | 3.9958 | 4.5598 | 4.6358 | 4.1629 | 5.3195 | 5.5226 | 6.59 | 7.2512 | 8.3346 | 8.4409
| SPS1 | CH | Fuel input for heat generation from CHPs and heat plants¦On-site CHPs¦Gas¦Industrial CHPs gas | PJ/yr. | 1.0229 | 0.63877 | 0.077586 | 0.5179 | 0.36938 | 0.98906 | 1.0284 | 1.0221 | 1.0236 | 0.59233 | 1.0222 | 1.0226
| SPS1 | CH | Fuel input for heat generation from CHPs and heat plants¦On-site CHPs¦Gas¦Industrial CHPs gas (CCS) | PJ/yr. | 0 | 0 | 0 | 0 | 0 | 0.0034511 | 0.40009 | 0.39824 | 0.39892 | 0.23174 | 0.39956 | 0.3997
| SPS1 | CH | Fuel input for heat generation from CHPs and heat plants¦On-site CHPs¦Gas¦Industrial CHPs fuel cells (gas reformer) | PJ/yr. | 0 | 0 | 0 | 0 | 0 | 0 | 0 | 0 | 0 | 0 | 0 | 0
| SPS1 | CH | Fuel input for heat generation from CHPs and heat plants¦On-site CHPs¦Gas¦Residential single family CHPs gas | PJ/yr. | 0.038673 | 0.0061126 | 0.018189 | 0.0082827 | 0.0076789 | 0.0053747 | 0 | 0 | 0.002316 | 0.0045117 | 0.0051745 | 0.0087664
| SPS1 | CH | Fuel input for heat generation from CHPs and heat plants¦On-site CHPs¦Gas¦Residential single family CHPs fuel cells gas | PJ/yr. | 0 | 0 | 0 | 0 | 0 | 0 | 0 | 0 | 0 | 0 | 0 | 0
| SPS1 | CH | Fuel input for heat generation from CHPs and heat plants¦On-site CHPs¦Gas¦Residential multi family CHPs gas | PJ/yr. | 0.069181 | 0.0682 | 0.27474 | 0.26582 | 0.26505 | 0.11153 | 0 | 0 | 0.0018249 | 0.0064043 | 0.0042693 | 0.1044
| SPS1 | CH | Fuel input for heat generation from CHPs and heat plants¦On-site CHPs¦Gas¦Residential multi family CHPs fuel cells gas | PJ/yr. | 0 | 0 | 0 | 0 | 0 | 0 | 0 | 0 | 0 | 0 | 0 | 0
| SPS1 | CH | Fuel input for heat generation from CHPs and heat plants¦On-site CHPs¦Gas¦Services sectors CHPs (bio)gas | PJ/yr. | 1.5807 | 1.7911 | 1.7421 | 1.6523 | 1.8953 | 1.7464 | 3.8909 | 4.1023 | 5.1617 | 6.4147 | 6.9021 | 6.9022
| SPS1 | CH | Fuel input for heat generation from CHPs and heat plants¦On-site CHPs¦Gas¦Services sectors CHPs gas | PJ/yr. | 0.89066 | 0.94781 | 1.8832 | 2.1155 | 2.0984 | 1.3071 | 0 | 0 | 0.001492 | 0.0013455 | 0.001064 | 0.0027718
| SPS1 | CH | Fuel input for heat generation from CHPs and heat plants¦On-site CHPs¦Gas¦Services sectors CHPs fuel cells (gas reformer) | PJ/yr. | 0 | 0 | 0 | 0 | 0 | 0 | 0 | 0 | 0.00016913 | 0.00022284 | 0.0001686 | 0.00046306
| SPS1 | CH | Fuel input for heat generation from CHPs and heat plants¦On-site CHPs¦Gas¦Fossil gases | PJ/yr. | 1.9695 | 1.5877 | 2.1014 | 2.8485 | 2.6713 | 2.2046 | 1.1213 | 0.60173 | 0.0040801 | 0.0056769 | 0.004782 | 0.037764
| SPS1 | CH | Fuel input for heat generation from CHPs and heat plants¦On-site CHPs¦Gas¦Fossil gases¦Industrial CHPs gas | PJ/yr. | 0.99663 | 0.61062 | 0.072342 | 0.50739 | 0.36006 | 0.90233 | 0.80725 | 0.43301 | 0.0029239 | 0.0040196 | 0.0034125 | 0.025098
| SPS1 | CH | Fuel input for heat generation from CHPs and heat plants¦On-site CHPs¦Gas¦Fossil gases¦Industrial CHPs gas (CCS) | PJ/yr. | 0 | 0 | 0 | 0 | 0 | 0.0031485 | 0.31404 | 0.16872 | 0.0011396 | 0.0015726 | 0.0013338 | 0.0098098
| SPS1 | CH | Fuel input for heat generation from CHPs and heat plants¦On-site CHPs¦Gas¦Fossil gases¦Industrial CHPs fuel cells (gas reformer) | PJ/yr. | 0 | 0 | 0 | 0 | 0 | 0 | 0 | 0 | 0 | 0 | 0 | 0
| SPS1 | CH | Fuel input for heat generation from CHPs and heat plants¦On-site CHPs¦Gas¦Fossil gases¦Residential single family CHPs gas | PJ/yr. | 0.03768 | 0.0058432 | 0.01696 | 0.0081145 | 0.007485 | 0.0049034 | 0 | 0 | 6.6161e-06 | 3.0616e-05 | 1.7274e-05 | 0.00021515
| SPS1 | CH | Fuel input for heat generation from CHPs and heat plants¦On-site CHPs¦Gas¦Fossil gases¦Residential single family CHPs fuel cells gas | PJ/yr. | 0 | 0 | 0 | 0 | 0 | 0 | 0 | 0 | 0 | 0 | 0 | 0
| SPS1 | CH | Fuel input for heat generation from CHPs and heat plants¦On-site CHPs¦Gas¦Fossil gases¦Residential multi family CHPs gas | PJ/yr. | 0.067405 | 0.065195 | 0.25617 | 0.26042 | 0.25836 | 0.10175 | 0 | 0 | 5.213e-06 | 4.3459e-05 | 1.4252e-05 | 0.0025622
| SPS1 | CH | Fuel input for heat generation from CHPs and heat plants¦On-site CHPs¦Gas¦Fossil gases¦Residential multi family CHPs fuel cells gas | PJ/yr. | 0 | 0 | 0 | 0 | 0 | 0 | 0 | 0 | 0 | 0 | 0 | 0
| SPS1 | CH | Fuel input for heat generation from CHPs and heat plants¦On-site CHPs¦Gas¦Fossil gases¦Services sectors CHPs (bio)gas | PJ/yr. | 0 | 0 | 0 | 0 | 0 | 0 | 0 | 0 | 0 | 0 | 0 | 0
| SPS1 | CH | Fuel input for heat generation from CHPs and heat plants¦On-site CHPs¦Gas¦Fossil gases¦Services sectors CHPs gas | PJ/yr. | 0.8678 | 0.90604 | 1.7559 | 2.0726 | 2.0454 | 1.1925 | 0 | 0 | 4.2621e-06 | 9.1309e-06 | 3.5518e-06 | 6.8027e-05
| SPS1 | CH | Fuel input for heat generation from CHPs and heat plants¦On-site CHPs¦Gas¦Fossil gases¦Services sectors CHPs fuel cells (gas reformer) | PJ/yr. | 0 | 0 | 0 | 0 | 0 | 0 | 0 | 0 | 4.8314e-07 | 1.5122e-06 | 5.6282e-07 | 1.1365e-05
| SPS1 | CH | Fuel input for heat generation from CHPs and heat plants¦On-site CHPs¦Gas¦Synthetic gases | PJ/yr. | 1.6326 | 1.8642 | 1.8944 | 1.7113 | 1.9645 | 1.9583 | 4.1982 | 4.9209 | 6.5859 | 7.2455 | 8.3298 | 8.4031
| SPS1 | CH | Fuel input for heat generation from CHPs and heat plants¦On-site CHPs¦Gas¦Synthetic gases¦Industrial CHPs gas | PJ/yr. | 0.02626 | 0.028148 | 0.005244 | 0.010515 | 0.0093264 | 0.08673 | 0.2212 | 0.58905 | 1.0206 | 0.58831 | 1.0188 | 0.99752
| SPS1 | CH | Fuel input for heat generation from CHPs and heat plants¦On-site CHPs¦Gas¦Synthetic gases¦Industrial CHPs gas (CCS) | PJ/yr. | 0 | 0 | 0 | 0 | 0 | 0.00030262 | 0.08605 | 0.22952 | 0.39778 | 0.23016 | 0.39822 | 0.38989
| SPS1 | CH | Fuel input for heat generation from CHPs and heat plants¦On-site CHPs¦Gas¦Synthetic gases¦Industrial CHPs fuel cells (gas reformer) | PJ/yr. | 0 | 0 | 0 | 0 | 0 | 0 | 0 | 0 | 0 | 0 | 0 | 0
| SPS1 | CH | Fuel input for heat generation from CHPs and heat plants¦On-site CHPs¦Gas¦Synthetic gases¦Residential single family CHPs gas | PJ/yr. | 0.00099282 | 0.00026935 | 0.0012294 | 0.00016817 | 0.00019388 | 0.0004713 | 0 | 0 | 0.0023094 | 0.0044811 | 0.0051572 | 0.0085513
| SPS1 | CH | Fuel input for heat generation from CHPs and heat plants¦On-site CHPs¦Gas¦Synthetic gases¦Residential single family CHPs fuel cells gas | PJ/yr. | 0 | 0 | 0 | 0 | 0 | 0 | 0 | 0 | 0 | 0 | 0 | 0
| SPS1 | CH | Fuel input for heat generation from CHPs and heat plants¦On-site CHPs¦Gas¦Synthetic gases¦Residential multi family CHPs gas | PJ/yr. | 0.001776 | 0.0030053 | 0.01857 | 0.005397 | 0.0066922 | 0.0097796 | 0 | 0 | 0.0018197 | 0.0063608 | 0.004255 | 0.10183
| SPS1 | CH | Fuel input for heat generation from CHPs and heat plants¦On-site CHPs¦Gas¦Synthetic gases¦Residential multi family CHPs fuel cells gas | PJ/yr. | 0 | 0 | 0 | 0 | 0 | 0 | 0 | 0 | 0 | 0 | 0 | 0
| SPS1 | CH | Fuel input for heat generation from CHPs and heat plants¦On-site CHPs¦Gas¦Synthetic gases¦Services sectors CHPs (bio)gas | PJ/yr. | 1.5807 | 1.7911 | 1.7421 | 1.6523 | 1.8953 | 1.7464 | 3.8909 | 4.1023 | 5.1617 | 6.4147 | 6.9021 | 6.9022
| SPS1 | CH | Fuel input for heat generation from CHPs and heat plants¦On-site CHPs¦Gas¦Synthetic gases¦Services sectors CHPs gas | PJ/yr. | 0.022865 | 0.041766 | 0.12729 | 0.042952 | 0.052981 | 0.11462 | 0 | 0 | 0.0014877 | 0.0013364 | 0.0010604 | 0.0027037
| SPS1 | CH | Fuel input for heat generation from CHPs and heat plants¦On-site CHPs¦Gas¦Synthetic gases¦Services sectors CHPs fuel cells (gas reformer) | PJ/yr. | 0 | 0 | 0 | 0 | 0 | 0 | 0 | 0 | 0.00016864 | 0.00022133 | 0.00016803 | 0.0004517
| SPS1 | CH | Fuel input for heat generation from CHPs and heat plants¦On-site CHPs¦Wastes | PJ/yr. | 3.3175 | 3.3047 | 4.7995 | 4.6781 | 4.5421 | 4.5294 | 10.6839 | 10.6311 | 10.6308 | 10.631 | 10.6309 | 10.6311
| SPS1 | CH | Fuel input for heat generation from CHPs and heat plants¦On-site CHPs¦Wastes¦Industrial CHPs wastes | PJ/yr. | 3.3175 | 3.3047 | 4.7995 | 4.6781 | 4.5421 | 3.8273 | 0.00088077 | 0.00036036 | 0.00059743 | 0.00037085 | 0.00062875 | 0.00039581
| SPS1 | CH | Fuel input for heat generation from CHPs and heat plants¦On-site CHPs¦Wastes¦Industrial CHPs wastes CCS | PJ/yr. | 0 | 0 | 0 | 0 | 0 | 0.70209 | 10.683 | 10.6307 | 10.6302 | 10.6307 | 10.6302 | 10.6307
| SPS1 | CH | Fuel input for heat generation from CHPs and heat plants¦On-site CHPs¦Wastes¦Renewable | PJ/yr. | 0 | 0 | 0 | 0 | 0 | 0 | 0 | 0 | 0 | 0 | 0 | 0
| SPS1 | CH | Fuel input for heat generation from CHPs and heat plants¦On-site CHPs¦Wastes¦Renewable¦Industrial CHPs wastes | PJ/yr. | 0 | 0 | 0 | 0 | 0 | 0 | 0 | 0 | 0 | 0 | 0 | 0
| SPS1 | CH | Fuel input for heat generation from CHPs and heat plants¦On-site CHPs¦Wastes¦Renewable¦Industrial CHPs wastes CCS | PJ/yr. | 0 | 0 | 0 | 0 | 0 | 0 | 0 | 0 | 0 | 0 | 0 | 0
| SPS1 | CH | Fuel input for heat generation from CHPs and heat plants¦On-site CHPs¦Wastes¦Non Renewable | PJ/yr. | 3.3175 | 3.3047 | 4.7995 | 4.6781 | 4.5421 | 4.5294 | 10.6839 | 10.6311 | 10.6308 | 10.631 | 10.6309 | 10.6311
| SPS1 | CH | Fuel input for heat generation from CHPs and heat plants¦On-site CHPs¦Wastes¦Non Renewable¦Industrial CHPs wastes | PJ/yr. | 3.3175 | 3.3047 | 4.7995 | 4.6781 | 4.5421 | 3.8273 | 0.00088077 | 0.00036036 | 0.00059743 | 0.00037085 | 0.00062875 | 0.00039581
| SPS1 | CH | Fuel input for heat generation from CHPs and heat plants¦On-site CHPs¦Wastes¦Non Renewable¦Industrial CHPs wastes CCS | PJ/yr. | 0 | 0 | 0 | 0 | 0 | 0.70209 | 10.683 | 10.6307 | 10.6302 | 10.6307 | 10.6302 | 10.6307
| SPS1 | CH | Fuel input for heat generation from CHPs and heat plants¦On-site CHPs¦Wood | PJ/yr. | 0.69181 | 0.83331 | 3.3954 | 3.5587 | 3.7893 | 6.9035 | 8.0981 | 8.8538 | 8.6958 | 8.8462 | 8.8102 | 8.7634
| SPS1 | CH | Fuel input for heat generation from CHPs and heat plants¦On-site CHPs¦Wood¦Industrial CHPs wood | PJ/yr. | 0.69181 | 0.83331 | 3.3954 | 3.5559 | 3.7851 | 1.2548 | 0.39012 | 0.001249 | 0.0010559 | 0.0011696 | 0.00089965 | 0.0015159
| SPS1 | CH | Fuel input for heat generation from CHPs and heat plants¦On-site CHPs¦Wood¦Industrial CHPs wood (CCS) | PJ/yr. | 0 | 0 | 0 | 0 | 0 | 5.2196 | 7.1883 | 8.3508 | 8.197 | 8.3545 | 8.3185 | 8.3572
| SPS1 | CH | Fuel input for heat generation from CHPs and heat plants¦On-site CHPs¦Wood¦Residential single family CHPs wood | PJ/yr. | 0 | 0 | 0 | 0.00098185 | 0.0015217 | 0.0046562 | 0.0076982 | 0.0092091 | 0.0060325 | 0.0044535 | 0.0042501 | 0.0066101
| SPS1 | CH | Fuel input for heat generation from CHPs and heat plants¦On-site CHPs¦Wood¦Residential multi family CHPs wood | PJ/yr. | 0 | 0 | 0 | 0.0012279 | 0.0020348 | 0.41996 | 0.50813 | 0.49023 | 0.48861 | 0.48434 | 0.48523 | 0.39542
| SPS1 | CH | Fuel input for heat generation from CHPs and heat plants¦On-site CHPs¦Wood¦Services sectors CHPs wood | PJ/yr. | 0 | 0 | 0 | 0.00061974 | 0.00067816 | 0.0045615 | 0.0038034 | 0.0023189 | 0.0031464 | 0.0017668 | 0.0013208 | 0.0026675
| SPS1 | CH | Fuel input for heat generation from CHPs and heat plants¦On-site CHPs¦Hydrogen | PJ/yr. | 0 | 0 | 0 | 0.0038725 | 0.53595 | 2.0772 | 2.5691 | 2.3214 | 2.3183 | 2.3091 | 2.3044 | 2.3081
| SPS1 | CH | Fuel input for heat generation from CHPs and heat plants¦On-site CHPs¦Hydrogen¦Industrial CHPs fuel cells (hydrogen) | PJ/yr. | 0 | 0 | 0 | 0.0034078 | 0.53488 | 2.0731 | 2.5573 | 2.3022 | 2.3022 | 2.3022 | 2.3022 | 2.3022
| SPS1 | CH | Fuel input for heat generation from CHPs and heat plants¦On-site CHPs¦Hydrogen¦Services sectors CHPs fuel cells (hydrogen) | PJ/yr. | 0 | 0 | 0 | 0.00046462 | 0.0010714 | 0.004061 | 0.011846 | 0.019246 | 0.016125 | 0.0069184 | 0.0022116 | 0.0059378
| SPS1 | CH | Efficiency of power plants (electric) | % | bar: 2020 to 2070
| SPS1 | CH | Efficiency of power plants (electric)¦Nuclear Fuel¦Nuclear power plants | % | 32.98% | 32.67% | 32.6% | 32.99% | 33.01% | 33.16% | - | - | 31.5% | 32.4% | 32.4% | 32.4%
| SPS1 | CH | Efficiency of power plants (electric)¦Hydro¦Hydro Large | % | 100% | 100% | 100% | 100% | 100% | 100% | 100% | 100% | 100% | 100% | 100% | 100%
| SPS1 | CH | Efficiency of power plants (electric)¦Hydro¦Hydro Run of River | % | 100% | 100% | 100% | 100% | 100% | 100% | 100% | 100% | 100% | 100% | 100% | 100%
| SPS1 | CH | Efficiency of power plants (electric)¦Hydro¦Pump storage | % | 80% | 80% | 80% | 80% | 80% | 80% | 80% | 80% | 80% | 80% | 80% | 80%
| SPS1 | CH | Efficiency of power plants (electric)¦Oil¦Peak devices | % | 34.46% | 6.045% | 29.34% | 26.93% | 29.96% | 34.8% | 34.5% | 29.77% | 31.52% | 30.88% | 30.45% | 30.48%
| SPS1 | CH | Efficiency of power plants (electric)¦Oil¦CHP Oil (for District Heating) | % | 9.879% | 3.37% | 9.744% | 9.885% | 10.11% | 10.09% | 10.11% | 0% | 8.99% | 8.401% | 8.699% | 7.361%
| SPS1 | CH | Efficiency of power plants (electric)¦Oil¦Industrial CHPs oil | % | 24.12% | 24.67% | 24.88% | 26.34% | 26.33% | - | - | - | 26.24% | 26.19% | 26.28% | 26.2%
| SPS1 | CH | Efficiency of power plants (electric)¦Gas¦Gas turbines combined cycle | % | - | - | - | - | - | 51.42% | 33.71% | 35.59% | 57.64% | 51.39% | 52.02% | 51.25%
| SPS1 | CH | Efficiency of power plants (electric)¦Gas¦Gas turbines open cycle | % | - | - | - | - | - | 15.78% | 0% | 44.01% | 41.15% | 40.12% | 40.45% | 40.49%
| SPS1 | CH | Efficiency of power plants (electric)¦Gas¦Gas turbines combined cycle CCS | % | - | - | - | - | - | - | 28.71% | 33.63% | 54.59% | 54.74% | 54.65% | 54.5%
| SPS1 | CH | Efficiency of power plants (electric)¦Gas¦CHP Gas (for District Heating) | % | 26.32% | 19.25% | 21.04% | - | - | - | - | - | 0% | 0% | 0% | 0%
| SPS1 | CH | Efficiency of power plants (electric)¦Gas¦CHP Fuel Cell Gas (for District Heating) | % | bar: 2020 to 2070
| SPS1 | CH | Efficiency of power plants (electric)¦Gas¦Industrial CHPs gas | % | 34.96% | 35.2% | 35.3% | 36% | 35.5% | 35.77% | 21.77% | 21.79% | 21.75% | 21.79% | 21.79% | 21.78%
| SPS1 | CH | Efficiency of power plants (electric)¦Gas¦Industrial CHPs gas (CCS) | % | - | - | - | - | - | 30.63% | 32.35% | 32.34% | 32.27% | 32.21% | 32.23% | 32.22%
| SPS1 | CH | Efficiency of power plants (electric)¦Gas¦Industrial CHPs fuel cells (gas reformer) | % | bar: 2020 to 2070
| SPS1 | CH | Efficiency of power plants (electric)¦Gas¦Residential single family CHPs gas | % | 24.26% | 27.08% | 25.94% | 26.45% | 26.39% | 26.22% | - | - | 27.39% | 27.47% | 27.92% | 27.34%
| SPS1 | CH | Efficiency of power plants (electric)¦Gas¦Residential single family CHPs fuel cells gas | % | - | - | - | - | - | - | - | - | 45% | 45% | 45% | 45%
| SPS1 | CH | Efficiency of power plants (electric)¦Gas¦Residential multi family CHPs gas | % | 27.4% | 29.19% | 29.38% | 29.89% | 30.07% | 30.27% | - | - | 28.19% | 29.8% | 29.35% | 30.79%
| SPS1 | CH | Efficiency of power plants (electric)¦Gas¦Residential multi family CHPs fuel cells gas | % | - | - | - | - | - | - | - | - | 45% | 45% | 45% | 45%
| SPS1 | CH | Efficiency of power plants (electric)¦Gas¦Services sectors CHPs (bio)gas | % | 36.27% | 36.31% | 36.37% | 36.47% | 36.92% | 37.4% | 37.96% | 38.51% | 38.4% | 38.39% | 38.36% | 38.36%
| SPS1 | CH | Efficiency of power plants (electric)¦Gas¦Services sectors CHPs gas | % | 35.91% | 36% | 35.99% | 35.96% | 35.87% | 35.86% | - | - | 34.62% | 33.08% | 32.97% | 33.06%
| SPS1 | CH | Efficiency of power plants (electric)¦Gas¦Services sectors CHPs fuel cells (gas reformer) | % | - | - | - | - | - | - | - | - | 62% | 62% | 62% | 62%
| SPS1 | CH | Efficiency of power plants (electric)¦Wastes¦Wastes Incineration (electric only) | % | 35.75% | 35.75% | 35.75% | 35.75% | 35.75% | 35.75% | 35.75% | 35.75% | 35.75% | 35.75% | 35.75% | 35.75%
| SPS1 | CH | Efficiency of power plants (electric)¦Wastes¦Wastes Incineration (electric only) CCS | % | - | - | - | - | - | 33.47% | 33.81% | 34.14% | 34.14% | 34.14% | 34.14% | 34.14%
| SPS1 | CH | Efficiency of power plants (electric)¦Wastes¦CHP Wastes (for District Heating) | % | 3.838% | 3.706% | 3.741% | 3.704% | 3.699% | 3.534% | 2.579% | 2.537% | 2.491% | 2.491% | 2.491% | 2.491%
| SPS1 | CH | Efficiency of power plants (electric)¦Wastes¦CHP Wastes (for District Heating) CCS | % | - | - | - | - | - | 4.824% | 5.112% | 5.4% | 5.4% | 5.4% | 5.4% | 5.4%
| SPS1 | CH | Efficiency of power plants (electric)¦Wastes¦Industrial CHPs wastes | % | 6.197% | 6.197% | 6.197% | 6.197% | 6.197% | 6.197% | 6.197% | 6.197% | 6.197% | 6.197% | 6.197% | 6.197%
| SPS1 | CH | Efficiency of power plants (electric)¦Wastes¦Industrial CHPs wastes CCS | % | - | - | - | - | - | 4.788% | 4.682% | 4.543% | 4.543% | 4.543% | 4.543% | 4.543%
| SPS1 | CH | Efficiency of power plants (electric)¦Wood¦CHP Wood (for District Heating) | % | 24.38% | 21.69% | 25.5% | 24.36% | 27.44% | 30.62% | 30.58% | 30.61% | 30.6% | 30.56% | 30.59% | 30.55%
| SPS1 | CH | Efficiency of power plants (electric)¦Wood¦Biomass with CCS (BECCS) | % | - | - | - | - | - | 13.99% | 22.35% | 26.42% | 26.41% | 26.42% | 26.24% | 26.36%
| SPS1 | CH | Efficiency of power plants (electric)¦Wood¦Industrial CHPs wood | % | 19.76% | 22.58% | 24.95% | 30.4% | 28.53% | 35.14% | 35.97% | 34.52% | 34.09% | 31.12% | 33.11% | 25.14%
| SPS1 | CH | Efficiency of power plants (electric)¦Wood¦Industrial CHPs wood (CCS) | % | - | - | - | - | - | 33.54% | 34.21% | 34.91% | 34.9% | 34.9% | 34.9% | 34.88%
| SPS1 | CH | Efficiency of power plants (electric)¦Wood¦Residential single family CHPs wood | % | - | - | - | 17.3% | 18.66% | 23.03% | 25.22% | 26.05% | 25.82% | 24.26% | 25.36% | 22.41%
| SPS1 | CH | Efficiency of power plants (electric)¦Wood¦Residential multi family CHPs wood | % | - | - | - | 20.24% | 21.5% | 27.31% | 27.94% | 28.53% | 28.52% | 28.5% | 28.53% | 28.43%
| SPS1 | CH | Efficiency of power plants (electric)¦Wood¦Services sectors CHPs wood | % | - | - | - | 26.04% | 24.26% | 33.86% | 35.14% | 35.59% | 35.96% | 33.06% | 34.45% | 30.55%
| SPS1 | CH | Efficiency of power plants (electric)¦Wind¦Wind turbines | % | 100% | 100% | 100% | 100% | 100% | 100% | 100% | 100% | 100% | 100% | 100% | 100%
| SPS1 | CH | Efficiency of power plants (electric)¦Solar¦Solar PV (large scale) | % | 100% | 100% | 100% | 100% | 100% | 100% | 100% | 100% | 100% | 100% | 100% | 100%
| SPS1 | CH | Efficiency of power plants (electric)¦Solar¦Solar PV (Industry) | % | 100% | 100% | 100% | 100% | 100% | 100% | 100% | 100% | 100% | 100% | 100% | 100%
| SPS1 | CH | Efficiency of power plants (electric)¦Solar¦Solar PV (Residential single family) | % | 100% | 100% | 100% | 100% | 100% | 100% | 100% | 100% | 100% | 100% | 100% | 100%
| SPS1 | CH | Efficiency of power plants (electric)¦Solar¦Solar PV (Residential multi family) | % | 100% | 100% | 100% | 100% | 100% | 100% | 100% | 100% | 100% | 100% | 100% | 100%
| SPS1 | CH | Efficiency of power plants (electric)¦Solar¦Solar PV (Services) | % | 100% | 100% | 100% | 100% | 100% | 100% | 100% | 100% | 100% | 100% | 100% | 100%
| SPS1 | CH | Efficiency of power plants (electric)¦Geothermal¦Deep geothermal | % | - | - | - | - | - | - | 15% | 15% | 15% | 15% | 15% | 15%
| SPS1 | CH | Efficiency of power plants (electric)¦Hydrogen¦CHP Fuel Cell Hydrogen (for District Heating) | % | - | - | - | - | - | 42% | 42% | 42% | 42% | 42% | 42% | 42%
| SPS1 | CH | Efficiency of power plants (electric)¦Hydrogen¦Industrial CHPs fuel cells (hydrogen) | % | - | - | - | 49.5% | 52.25% | 55% | 57.5% | 60% | 60% | 60% | 60% | 60%
| SPS1 | CH | Efficiency of power plants (electric)¦Hydrogen¦Services sectors CHPs fuel cells (hydrogen) | % | - | - | - | 47.5% | 50.75% | 54% | 55.75% | 57.5% | 57.5% | 57.5% | 57.5% | 57.5%
| SPS1 | CH | Efficiency of power plants (electric)¦Electricity storage (non hydro)¦CAES | % | 70% | 70% | 70% | 70% | 70% | 70% | 70% | 70% | 70% | 70% | 70% | 70%
| SPS1 | CH | Efficiency of power plants (electric)¦Electricity storage (non hydro)¦Battery storage large size centralised | % | 86.68% | 86.65% | 86.7% | 86.69% | 86.7% | 86.7% | 86.7% | 86.7% | 86.7% | 86.7% | 86.7% | 86.7%
| SPS1 | CH | Efficiency of power plants (electric)¦Electricity storage (non hydro)¦Battery storage medium size centralised | % | 89.4% | 89.42% | 89.42% | 89.41% | 89.43% | 89.43% | 89.43% | 89.43% | 89.43% | 89.43% | 89.43% | 89.43%
| SPS1 | CH | Efficiency of power plants (electric)¦Electricity storage (non hydro)¦Batteries in industry | % | 90.38% | 90.36% | 90.39% | 90.43% | 90.43% | 90.43% | 90.43% | 90.43% | 90.43% | 90.43% | 90.43% | 90.43%
| SPS1 | CH | Efficiency of power plants (electric)¦Electricity storage (non hydro)¦Batteries in residential single family houses | % | 90.38% | 90.36% | 90.39% | 90.43% | 90.43% | 90.43% | 90.43% | 90.43% | 90.43% | 90.43% | 90.43% | 90.43%
| SPS1 | CH | Efficiency of power plants (electric)¦Electricity storage (non hydro)¦Batteries in residential multi-family houses | % | 90.38% | 90.36% | 90.39% | 90.43% | 90.43% | 90.43% | 90.43% | 90.43% | 90.43% | 90.43% | 90.43% | 90.43%
| SPS1 | CH | Efficiency of power plants (electric)¦Electricity storage (non hydro)¦Batteries in Services sector | % | 90.38% | 90.36% | 90.39% | 90.43% | 90.43% | 90.43% | 90.43% | 90.43% | 90.43% | 90.43% | 90.43% | 90.43%
| SPS1 | CH | Efficiency of heat plants (thermal) | % | bar: 2020 to 2070
| SPS1 | CH | Efficiency of heat plants (thermal)¦District heating¦Heat plants¦Gas¦Heat plant gas | % | 59.93% | 59.3% | 59.46% | 38.08% | 38.08% | 38.08% | 38.08% | 38.08% | 38.08% | 38.08% | 38.08% | 38.08%
| SPS1 | CH | Efficiency of heat plants (thermal)¦District heating¦Heat plants¦Nuclear fuel¦Heat plant nuclear | % | 200% | 200% | 200% | 200% | 200% | - | - | - | - | - | - | -
| SPS1 | CH | Efficiency of heat plants (thermal)¦District heating¦Heat plants¦Oil¦Heat plant oil | % | 85.45% | 85.45% | 85.45% | 85.45% | 85.45% | 85.45% | 85.45% | 85.45% | 85.45% | 85.45% | 85.45% | 85.45%
| SPS1 | CH | Efficiency of heat plants (thermal)¦District heating¦Heat plants¦Wood¦Heat plant wood | % | 70% | 70% | 70% | 70% | 70% | 70% | 70% | 70% | 70% | 70% | 70% | 70%
| SPS1 | CH | Efficiency of heat plants (thermal)¦District heating¦Heat plants¦Solar¦Heat plant solar | % | - | - | - | 0.5 | 0.5 | 0.5 | 0.5 | 0.5 | 0.5 | 0.5 | 0.5 | 0.5
| SPS1 | CH | Efficiency of heat plants (thermal)¦District heating¦Heat plants¦Geothermal¦Heat plant deep geothermal | % | - | - | - | - | - | 0.85 | 0.85 | 0.85 | 0.85 | 0.85 | 0.85 | 0.85
| SPS1 | CH | Efficiency of heat plants (thermal)¦District heating¦Heat plants¦Electricity¦Centralised Heat pump | % | - | 300% | 300% | 300% | 300% | 300% | 300% | 300% | 300% | 300% | 300% | 300%
| SPS1 | CH | Domestic biodiesel production | PJ/yr. | 0.7322 | 0.63724 | 0.47902 | 7.6976e-05 | 0.00015354 | 0.00012571 | 0.00010124 | 3.3817 | 3.889 | 3.3817 | 3.8921 | 3.9533
| SPS1 | CH | Domestic biodiesel production¦Wood | PJ/yr. | 0.7322 | 0.63724 | 0.47902 | 7.6976e-05 | 0.00015354 | 0.00012571 | 0.00010124 | 3.3817 | 3.889 | 3.3817 | 3.8921 | 3.9533
| SPS1 | CH | Domestic biodiesel production¦Wood¦Fischer Tropsch | PJ/yr. | 0.7322 | 0.63724 | 0.47902 | 7.6976e-05 | 0.00015354 | 8.7284e-05 | 4.3425e-05 | 2.6394e-05 | 2.4598e-05 | 7.3142e-05 | 2.9719e-05 | 0.00013501
| SPS1 | CH | Domestic biodiesel production¦Wood¦Fischer Tropsch CCS | PJ/yr. | 0 | 0 | 0 | 0 | 0 | 3.8422e-05 | 5.7818e-05 | 3.3816 | 3.889 | 3.3816 | 3.892 | 3.9532
| SPS1 | CH | Heat from domestic biodiesel production | PJ/yr. | 0.28556 | 0.24852 | 0.18682 | 3.0021e-05 | 5.9882e-05 | 4.9025e-05 | 3.9485e-05 | 1.3188 | 1.5167 | 1.3189 | 1.5179 | 1.5418
| SPS1 | CH | Heat from domestic biodiesel production¦Wood | PJ/yr. | 0.28556 | 0.24852 | 0.18682 | 3.0021e-05 | 5.9882e-05 | 4.9025e-05 | 3.9485e-05 | 1.3188 | 1.5167 | 1.3189 | 1.5179 | 1.5418
| SPS1 | CH | Heat from domestic biodiesel production¦Wood¦Fischer Tropsch | PJ/yr. | 0.28556 | 0.24852 | 0.18682 | 3.0021e-05 | 5.9882e-05 | 3.4041e-05 | 1.6936e-05 | 1.0293e-05 | 9.5933e-06 | 2.8525e-05 | 1.159e-05 | 5.2656e-05
| SPS1 | CH | Heat from domestic biodiesel production¦Wood¦Fischer Tropsch CCS | PJ/yr. | 0 | 0 | 0 | 0 | 0 | 1.4985e-05 | 2.2549e-05 | 1.3188 | 1.5167 | 1.3188 | 1.5179 | 1.5417
| SPS1 | CH | Fuel input for domestic biodiesel production | PJ/yr. | 2.1373 | 1.8601 | 1.3983 | 0.00022469 | 0.00044819 | 0.00036923 | 0.00029897 | 10.0725 | 11.5837 | 10.0726 | 11.5928 | 11.7752
| SPS1 | CH | Fuel input for domestic biodiesel production¦Wood | PJ/yr. | 2.0864 | 1.8158 | 1.365 | 0.00021934 | 0.00043752 | 0.0003582 | 0.00028849 | 9.636 | 11.0817 | 9.6362 | 11.0905 | 11.265
| SPS1 | CH | Fuel input for domestic biodiesel production¦Wood¦Fischer Tropsch | PJ/yr. | 2.0864 | 1.8158 | 1.365 | 0.00021934 | 0.00043752 | 0.00024872 | 0.00012374 | 7.5208e-05 | 7.0093e-05 | 0.00020842 | 8.4683e-05 | 0.00038472
| SPS1 | CH | Fuel input for domestic biodiesel production¦Wood¦Fischer Tropsch CCS | PJ/yr. | 0 | 0 | 0 | 0 | 0 | 0.00010948 | 0.00016475 | 9.6359 | 11.0817 | 9.636 | 11.0904 | 11.2646
| SPS1 | CH | Fuel input for domestic biodiesel production¦Electricity | PJ/yr. | 0.050888 | 0.044288 | 0.033292 | 5.3498e-06 | 1.0671e-05 | 1.1025e-05 | 1.0481e-05 | 0.43647 | 0.50196 | 0.43648 | 0.50235 | 0.51025
| SPS1 | CH | Fuel input for domestic biodiesel production¦Electricity¦Fischer Tropsch | PJ/yr. | 0.050888 | 0.044288 | 0.033292 | 5.3498e-06 | 1.0671e-05 | 6.0662e-06 | 3.018e-06 | 1.8344e-06 | 1.7096e-06 | 5.0833e-06 | 2.0654e-06 | 9.3835e-06
| SPS1 | CH | Fuel input for domestic biodiesel production¦Electricity¦Fischer Tropsch CCS | PJ/yr. | 0 | 0 | 0 | 0 | 0 | 4.9592e-06 | 7.4627e-06 | 0.43647 | 0.50196 | 0.43647 | 0.50235 | 0.51024
| SPS1 | CH | Efficiency for domestic biodiesel production | % | bar: 2020 to 2070
| SPS1 | CH | Efficiency for domestic biodiesel production¦Wood¦Fischer Tropsch | % | 47.62% | 47.62% | 47.62% | 47.62% | 47.62% | 47.62% | 47.62% | 47.62% | 47.62% | 47.62% | 47.62% | 47.62%
| SPS1 | CH | Efficiency for domestic biodiesel production¦Wood¦Fischer Tropsch CCS | % | - | - | - | - | - | 46.67% | 46.67% | 46.67% | 46.67% | 46.67% | 46.67% | 46.67%
| SPS1 | CH | Domestic ethanol production | PJ/yr. | 0.18419 | 2.0414e-05 | 0.18418 | 2.7967e-05 | 3.9691e-05 | 5.933e-05 | 4.5374e-05 | 5.1869e-05 | 5.2259e-05 | 0.00015063 | 6.6622e-05 | 0.0003407
| SPS1 | CH | Domestic ethanol production¦Wood | PJ/yr. | 0.18419 | 2.0414e-05 | 0.18418 | 2.7967e-05 | 3.9691e-05 | 5.933e-05 | 4.5374e-05 | 5.1869e-05 | 5.2259e-05 | 0.00015063 | 6.6622e-05 | 0.0003407
| SPS1 | CH | Domestic ethanol production¦Wood¦Ethanol reactor | PJ/yr. | 0.18419 | 2.0414e-05 | 0.18418 | 2.7967e-05 | 3.9691e-05 | 3.4109e-05 | 2.3519e-05 | 2.3886e-05 | 2.3835e-05 | 6.667e-05 | 3.0145e-05 | 0.0001365
| SPS1 | CH | Domestic ethanol production¦Wood¦Ethanol reactor with CCS | PJ/yr. | 0 | 0 | 0 | 0 | 0 | 2.5221e-05 | 2.1856e-05 | 2.7983e-05 | 2.8424e-05 | 8.3964e-05 | 3.6477e-05 | 0.0002042
| SPS1 | CH | Fuel input for domestic ethanol production | PJ/yr. | 0.68703 | 7.6143e-05 | 0.68699 | 0.00010432 | 0.00014805 | 0.0002329 | 0.0001793 | 0.00020634 | 0.000208 | 0.00060049 | 0.00026528 | 0.0013647
| SPS1 | CH | Fuel input for domestic ethanol production¦Wood | PJ/yr. | 0.38496 | 4.2665e-05 | 0.38494 | 5.8451e-05 | 8.2954e-05 | 0.000124 | 9.4833e-05 | 0.00010841 | 0.00010922 | 0.00031483 | 0.00013924 | 0.00071206
| SPS1 | CH | Fuel input for domestic ethanol production¦Wood¦Ethanol reactor | PJ/yr. | 0.38496 | 4.2665e-05 | 0.38494 | 5.8451e-05 | 8.2954e-05 | 7.1288e-05 | 4.9154e-05 | 4.9923e-05 | 4.9814e-05 | 0.00013934 | 6.3003e-05 | 0.00028529
| SPS1 | CH | Fuel input for domestic ethanol production¦Wood¦Ethanol reactor CCS | PJ/yr. | 0 | 0 | 0 | 0 | 0 | 5.2713e-05 | 4.5678e-05 | 5.8484e-05 | 5.9407e-05 | 0.00017549 | 7.6237e-05 | 0.00042678
| SPS1 | CH | Fuel input for domestic ethanol production¦Electricity | PJ/yr. | 0.30207 | 3.3479e-05 | 0.30206 | 4.5866e-05 | 6.5093e-05 | 0.0001089 | 8.4468e-05 | 9.7937e-05 | 9.878e-05 | 0.00028566 | 0.00012604 | 0.00065268
| SPS1 | CH | Fuel input for domestic ethanol production¦Electricity¦Ethanol reactor | PJ/yr. | 0.30207 | 3.3479e-05 | 0.30206 | 4.5866e-05 | 6.5093e-05 | 5.5939e-05 | 3.8571e-05 | 3.9174e-05 | 3.9089e-05 | 0.00010934 | 4.9438e-05 | 0.00022386
| SPS1 | CH | Fuel input for domestic ethanol production¦Electricity¦Ethanol reactor CCS | PJ/yr. | 0 | 0 | 0 | 0 | 0 | 5.2965e-05 | 4.5897e-05 | 5.8764e-05 | 5.9691e-05 | 0.00017633 | 7.6602e-05 | 0.00042882
| SPS1 | CH | Efficiency for domestic ethanol production | % | bar: 2020 to 2070
| SPS1 | CH | Efficiency for domestic ethanol production¦Wood¦Ethanol reactor | % | 26.81% | 0.2681 | 0.2681 | 0.2681 | 0.2681 | 0.2681 | 0.2681 | 0.2681 | 0.2681 | 0.2681 | 0.2681 | 0.2681
| SPS1 | CH | Efficiency for domestic ethanol production¦Wood¦Ethanol reactor CCS | % | - | - | - | - | - | 0.23866 | 0.23866 | 0.23866 | 0.23866 | 0.23866 | 0.23866 | 0.23866
| SPS1 | CH | Domestic biogas production | PJ/yr. | 6.9574 | 9.7728 | 10.3748 | 10.565 | 10.5528 | 10.2505 | 13.6087 | 16.4241 | 16.8862 | 16.8862 | 16.8863 | 16.8873
| SPS1 | CH | Domestic biogas production¦Manure¦Fermentation | PJ/yr. | 1.328 | 3.5736 | 4.3847 | 4.3848 | 4.3848 | 4.3851 | 4.3904 | 6.5775 | 6.5775 | 6.5775 | 6.5775 | 6.5777
| SPS1 | CH | Domestic biogas production¦Wastes¦Renewable | PJ/yr. | 5.6294 | 6.1992 | 5.99 | 6.1797 | 6.1675 | 5.8649 | 9.2177 | 9.8461 | 10.3082 | 10.3082 | 10.3083 | 10.3086
| SPS1 | CH | Domestic biogas production¦Wastes¦Renewable¦Gasification | PJ/yr. | 5.6294 | 6.1992 | 5.99 | 6.1797 | 6.1675 | 5.8646 | 9.2174 | 9.8447 | 10.3069 | 10.3073 | 10.3074 | 10.3073
| SPS1 | CH | Domestic biogas production¦Wastes¦Renewable¦Gasification CCS | PJ/yr. | 0 | 0 | 0 | 0 | 0 | 0 | 0 | 0 | 0 | 0 | 0 | 0
| SPS1 | CH | Domestic biogas production¦Wastes¦Renewable¦Hydrothermal gasification | PJ/yr. | 0 | 0 | 0 | 0 | 0 | 0.00021604 | 0.00028573 | 0.00095274 | 0.00089758 | 0.00060336 | 0.0005767 | 0.00099133
| SPS1 | CH | Domestic biogas production¦Wastes¦Renewable¦Hydrothermal gasification CCS | PJ/yr. | 0 | 0 | 0 | 0 | 0 | 4.2783e-05 | 5.945e-05 | 0.00042067 | 0.00038166 | 0.00028464 | 0.00030454 | 0.00031219
| SPS1 | CH | Domestic biogas production¦Wood | PJ/yr. | 0 | 2.0561e-05 | 3.5361e-05 | 0.00051837 | 0.00051942 | 0.00052165 | 0.00052261 | 0.00052481 | 0.00052394 | 0.0005265 | 0.00052662 | 0.00098297
| SPS1 | CH | Domestic biogas production¦Wood¦Gasification | PJ/yr. | 0 | 2.0561e-05 | 3.5361e-05 | 0.00051837 | 0.00051942 | 0.00037355 | 0.00031287 | 7.9663e-05 | 9.4486e-05 | 0.00011499 | 0.00011722 | 0.00035948
| SPS1 | CH | Domestic biogas production¦Wood¦Gasification CCS | PJ/yr. | 0 | 0 | 0 | 0 | 0 | 0.0001481 | 0.00020973 | 0.00044514 | 0.00042945 | 0.00041151 | 0.00040941 | 0.00062349
| SPS1 | CH | Electricity from domestic biogas production | PJ/yr. | 0.11259 | 0.12398 | 0.1198 | 0.12361 | 0.12337 | 0.11731 | 0.18437 | 0.19691 | 0.20616 | 0.20617 | 0.20617 | 0.20619
| SPS1 | CH | Electricity from domestic biogas production¦Manure¦Fermentation | PJ/yr. | 0 | 0 | 0 | 0 | 0 | 0 | 0 | 0 | 0 | 0 | 0 | 0
| SPS1 | CH | Electricity from domestic biogas production¦Wastes¦Renewable¦Total | PJ/yr. | 0.11259 | 0.12398 | 0.1198 | 0.12359 | 0.12335 | 0.11729 | 0.18435 | 0.19689 | 0.20614 | 0.20615 | 0.20615 | 0.20615
| SPS1 | CH | Electricity from domestic biogas production¦Wastes¦Renewable¦Gasification | PJ/yr. | 0.11259 | 0.12398 | 0.1198 | 0.12359 | 0.12335 | 0.11729 | 0.18435 | 0.19689 | 0.20614 | 0.20615 | 0.20615 | 0.20615
| SPS1 | CH | Electricity from domestic biogas production¦Wastes¦Renewable¦Gasification CCS | PJ/yr. | 0 | 0 | 0 | 0 | 0 | 0 | 0 | 0 | 0 | 0 | 0 | 0
| SPS1 | CH | Electricity from domestic biogas production¦Wastes¦Renewable¦Hydrothermal gasification | PJ/yr. | 0 | 0 | 0 | 0 | 0 | 0 | 0 | 0 | 0 | 0 | 0 | 0
| SPS1 | CH | Electricity from domestic biogas production¦Wastes¦Renewable¦Hydrothermal gasification CCS | PJ/yr. | 0 | 0 | 0 | 0 | 0 | 0 | 0 | 0 | 0 | 0 | 0 | 0
| SPS1 | CH | Electricity from domestic biogas production¦Wood | PJ/yr. | 0 | 0 | 0 | 2.0735e-05 | 2.0777e-05 | 2.1121e-05 | 2.1138e-05 | 1.9594e-05 | 1.9544e-05 | 2.1322e-05 | 2.1509e-05 | 4.0127e-05
| SPS1 | CH | Electricity from domestic biogas production¦Wood¦Gasification | PJ/yr. | 0 | 0 | 0 | 2.0735e-05 | 2.0777e-05 | 1.4942e-05 | 1.2506e-05 | 1.5261e-06 | 2.0933e-06 | 4.5995e-06 | 4.6886e-06 | 1.4379e-05
| SPS1 | CH | Electricity from domestic biogas production¦Wood¦Gasification CCS | PJ/yr. | 0 | 0 | 0 | 0 | 0 | 6.1787e-06 | 8.6325e-06 | 1.8068e-05 | 1.745e-05 | 1.6723e-05 | 1.682e-05 | 2.5748e-05
| SPS1 | CH | Heat from domestic biogas production | PJ/yr. | 0 | 2.4276e-07 | 4.2433e-06 | 6.2204e-05 | 6.2331e-05 | 6.3052e-05 | 6.3108e-05 | 6.3454e-05 | 6.3336e-05 | 6.3657e-05 | 6.3597e-05 | 0.00011854
| SPS1 | CH | Heat from domestic biogas production¦Manure¦Fermentation | PJ/yr. | 0 | 0 | 0 | 0 | 0 | 0 | 0 | 0 | 0 | 0 | 0 | 0
| SPS1 | CH | Heat from domestic biogas production¦Wastes¦Renewable | PJ/yr. | 0 | 0 | 0 | 0 | 0 | 0 | 0 | 0 | 0 | 0 | 0 | 0
| SPS1 | CH | Heat from domestic biogas production¦Wastes¦Renewable¦Gasification | PJ/yr. | 0 | 0 | 0 | 0 | 0 | 0 | 0 | 0 | 0 | 0 | 0 | 0
| SPS1 | CH | Heat from domestic biogas production¦Wastes¦Renewable¦Gasification CCS | PJ/yr. | 0 | 0 | 0 | 0 | 0 | 0 | 0 | 0 | 0 | 0 | 0 | 0
| SPS1 | CH | Heat from domestic biogas production¦Wastes¦Renewable¦Hydrothermal gasification | PJ/yr. | 0 | 0 | 0 | 0 | 0 | 0 | 0 | 0 | 0 | 0 | 0 | 0
| SPS1 | CH | Heat from domestic biogas production¦Wastes¦Renewable¦Hydrothermal gasification CCS | PJ/yr. | 0 | 0 | 0 | 0 | 0 | 0 | 0 | 0 | 0 | 0 | 0 | 0
| SPS1 | CH | Heat from domestic biogas production¦Wood | PJ/yr. | 0 | 2.4276e-07 | 4.2433e-06 | 6.2204e-05 | 6.2331e-05 | 6.3052e-05 | 6.3108e-05 | 6.3454e-05 | 6.3336e-05 | 6.3657e-05 | 6.3597e-05 | 0.00011854
| SPS1 | CH | Heat from domestic biogas production¦Wood¦Gasification | PJ/yr. | 0 | 2.4276e-07 | 4.2433e-06 | 6.2204e-05 | 6.2331e-05 | 4.4826e-05 | 3.7545e-05 | 9.5595e-06 | 1.1338e-05 | 1.3799e-05 | 1.4066e-05 | 4.3138e-05
| SPS1 | CH | Heat from domestic biogas production¦Wood¦Gasification CCS | PJ/yr. | 0 | 0 | 0 | 0 | 0 | 1.8226e-05 | 2.5563e-05 | 5.3894e-05 | 5.1997e-05 | 4.9858e-05 | 4.9531e-05 | 7.5402e-05
| SPS1 | CH | Fuel input for domestic biogas production | PJ/yr. | 13.4775 | 20.8795 | 22.8397 | 23.1667 | 23.1458 | 22.6263 | 28.4065 | 35.7416 | 36.5362 | 36.5363 | 36.5364 | 36.5382
| SPS1 | CH | Fuel input for domestic biogas production¦Manure¦Fermentation | PJ/yr. | 3.7981 | 10.2204 | 12.5403 | 12.5404 | 12.5404 | 12.5415 | 12.5566 | 18.8116 | 18.8116 | 18.8116 | 18.8116 | 18.8123
| SPS1 | CH | Fuel input for domestic biogas production¦Wastes¦Renewable | PJ/yr. | 9.6794 | 10.659 | 10.2994 | 10.6256 | 10.6046 | 10.0841 | 15.8491 | 16.9293 | 17.7239 | 17.724 | 17.7241 | 17.7245
| SPS1 | CH | Fuel input for domestic biogas production¦Wastes¦Renewable¦Gasification | PJ/yr. | 9.6794 | 10.659 | 10.2994 | 10.6256 | 10.6046 | 10.0838 | 15.8486 | 16.9272 | 17.722 | 17.7227 | 17.7228 | 17.7226
| SPS1 | CH | Fuel input for domestic biogas production¦Wastes¦Renewable¦Gasification CCS | PJ/yr. | 0 | 0 | 0 | 0 | 0 | 0 | 0 | 0 | 0 | 0 | 0 | 0
| SPS1 | CH | Fuel input for domestic biogas production¦Wastes¦Renewable¦Hydrothermal gasification | PJ/yr. | 0 | 0 | 0 | 0 | 0 | 0.00030862 | 0.00040819 | 0.0013611 | 0.0012823 | 0.00086194 | 0.00082385 | 0.0014162
| SPS1 | CH | Fuel input for domestic biogas production¦Wastes¦Renewable¦Hydrothermal gasification CCS | PJ/yr. | 0 | 0 | 0 | 0 | 0 | 6.7909e-05 | 9.4365e-05 | 0.00066774 | 0.00060581 | 0.00045181 | 0.0004834 | 0.00049555
| SPS1 | CH | Fuel input for domestic biogas production¦Wood | PJ/yr. | 0 | 2.7758e-05 | 4.7737e-05 | 0.00069979 | 0.00070122 | 0.00072561 | 0.0007363 | 0.0007729 | 0.00076956 | 0.00077023 | 0.00077232 | 0.0014206
| SPS1 | CH | Fuel input for domestic biogas production¦Wood¦Gasification | PJ/yr. | 0 | 2.7758e-05 | 4.7737e-05 | 0.00069979 | 0.00070122 | 0.0005043 | 0.00042238 | 0.00010754 | 0.00012756 | 0.00015523 | 0.00015824 | 0.0004853
| SPS1 | CH | Fuel input for domestic biogas production¦Wood¦Gasification CCS | PJ/yr. | 0 | 0 | 0 | 0 | 0 | 0.00022131 | 0.00031392 | 0.00066536 | 0.00064201 | 0.00061499 | 0.00061408 | 0.00093533
| SPS1 | CH | Efficiency for domestic biogas production | PJ/yr. | bar: 2020 to 2070
| SPS1 | CH | Efficiency for domestic biogas production¦Manure¦Fermentation | PJ/yr. | 34.97% | 34.97% | 34.97% | 34.97% | 34.97% | 34.97% | 34.97% | 34.97% | 34.97% | 34.97% | 34.97% | 34.97%
| SPS1 | CH | Efficiency for domestic biogas production¦Wastes¦Renewable¦Gasification | PJ/yr. | 59.32% | 59.32% | 59.32% | 59.32% | 59.32% | 59.32% | 59.32% | 59.32% | 59.32% | 59.32% | 59.32% | 59.32%
| SPS1 | CH | Efficiency for domestic biogas production¦Wastes¦Renewable¦Gasification CCS | PJ/yr. | bar: 2020 to 2070
| SPS1 | CH | Efficiency for domestic biogas production¦Wastes¦Renewable¦Hydrothermal gasification | PJ/yr. | - | - | - | - | - | 70% | 70% | 70% | 70% | 70% | 70% | 70%
| SPS1 | CH | Efficiency for domestic biogas production¦Wastes¦Renewable¦Hydrothermal gasification CCS | PJ/yr. | - | - | - | - | - | 63% | 63% | 63% | 63% | 63% | 63% | 63%
| SPS1 | CH | Efficiency for domestic biogas production¦Wood¦Gasification | PJ/yr. | - | 74.95% | 82.96% | 85.93% | 85.93% | 85.93% | 85.92% | 84.38% | 84.6% | 85.93% | 85.93% | 85.93%
| SPS1 | CH | Efficiency for domestic biogas production¦Wood¦Gasification CCS | PJ/yr. | - | - | - | - | - | 77.95% | 77.7% | 77.72% | 77.71% | 77.74% | 77.47% | 77.47%
| SPS1 | CH | Domestic hydrogen production | PJ/yr. | 0.0033717 | 0.0047807 | 0.0047869 | 0.033387 | 11.5968 | 11.5968 | 11.5968 | 18.5263 | 22.5696 | 27.1219 | 27.1225 | 27.1228
| SPS1 | CH | Domestic hydrogen production¦Electricity | PJ/yr. | 0.0033717 | 0.0047807 | 0.0047869 | 0.033387 | 11.5968 | 11.5968 | 11.5968 | 13.6464 | 17.6897 | 21.6884 | 21.6889 | 21.689
| SPS1 | CH | Domestic hydrogen production¦Electricity¦PEM electrolysis small-medium scale | PJ/yr. | 0.0033717 | 0.0047807 | 0.0047869 | 0.033386 | 11.5967 | 11.5932 | 11.5924 | 13.6443 | 17.6841 | 21.6836 | 21.6853 | 21.6818
| SPS1 | CH | Domestic hydrogen production¦Electricity¦PEM electrolysis large scale | PJ/yr. | 0 | 0 | 0 | 7.8274e-07 | 0.00013974 | 0.00046819 | 0.00058228 | 0.00060054 | 0.00060031 | 0.00060174 | 0.00043053 | 0.00045769
| SPS1 | CH | Domestic hydrogen production¦Electricity¦SOEC electrolysis | PJ/yr. | 0 | 0 | 0 | 0 | 0 | 0.0031642 | 0.0038363 | 0.0014533 | 0.0050013 | 0.004122 | 0.0031867 | 0.0067082
| SPS1 | CH | Domestic hydrogen production¦Gas | PJ/yr. | 0 | 0 | 0 | 0 | 0 | 0 | 0 | 8.635e-05 | 8.644e-05 | 0.00011341 | 0.00011836 | 0.00020403
| SPS1 | CH | Domestic hydrogen production¦Gas¦SMR-ATR Reforming | PJ/yr. | 0 | 0 | 0 | 0 | 0 | 0 | 0 | 3.1906e-05 | 3.1546e-05 | 4.8324e-05 | 4.1767e-05 | 9.4939e-05
| SPS1 | CH | Domestic hydrogen production¦Gas¦SMR-ATR Reforming CCS | PJ/yr. | 0 | 0 | 0 | 0 | 0 | 0 | 0 | 5.4444e-05 | 5.4894e-05 | 6.5089e-05 | 7.6597e-05 | 0.00010909
| SPS1 | CH | Domestic hydrogen production¦Gas¦Fossil gases | PJ/yr. | 0 | 0 | 0 | 0 | 0 | 0 | 0 | 0 | 0 | 0 | 0 | 0
| SPS1 | CH | Domestic hydrogen production¦Gas¦Fossil gases¦SMR-ATR Reforming | PJ/yr. | 0 | 0 | 0 | 0 | 0 | 0 | 0 | 0 | 0 | 0 | 0 | 0
| SPS1 | CH | Domestic hydrogen production¦Gas¦Fossil gases¦SMR-ATR Reforming CCS | PJ/yr. | 0 | 0 | 0 | 0 | 0 | 0 | 0 | 0 | 0 | 0 | 0 | 0
| SPS1 | CH | Domestic hydrogen production¦Gas¦Synthetic gases | PJ/yr. | 0 | 0 | 0 | 0 | 0 | 0 | 0 | 8.635e-05 | 8.644e-05 | 0.00011341 | 0.00011836 | 0.00020403
| SPS1 | CH | Domestic hydrogen production¦Gas¦Synthetic gases¦SMR-ATR Reforming | PJ/yr. | 0 | 0 | 0 | 0 | 0 | 0 | 0 | 3.1906e-05 | 3.1546e-05 | 4.8324e-05 | 4.1767e-05 | 9.4939e-05
| SPS1 | CH | Domestic hydrogen production¦Gas¦Synthetic gases¦SMR-ATR Reforming CCS | PJ/yr. | 0 | 0 | 0 | 0 | 0 | 0 | 0 | 5.4444e-05 | 5.4894e-05 | 6.5089e-05 | 7.6597e-05 | 0.00010909
| SPS1 | CH | Domestic hydrogen production¦Wood | PJ/yr. | 0 | 0 | 0 | 0 | 0 | 0 | 0 | 4.8798 | 4.8798 | 5.4334 | 5.4335 | 5.4336
| SPS1 | CH | Domestic hydrogen production¦Wood¦Gasification | PJ/yr. | 0 | 0 | 0 | 0 | 0 | 0 | 0 | 2.7273e-05 | 2.8478e-05 | 5.8327e-05 | 3.4467e-05 | 0.00018617
| SPS1 | CH | Domestic hydrogen production¦Wood¦Gasification CCS | PJ/yr. | 0 | 0 | 0 | 0 | 0 | 0 | 0 | 4.8798 | 4.8798 | 5.4334 | 5.4334 | 5.4334
| SPS1 | CH | Fuel input for hydrogen production | PJ/yr. | 0.0049221 | 0.0068886 | 0.006766 | 0.045736 | 15.4111 | 14.9632 | 14.541 | 25.0553 | 29.9858 | 35.8169 | 35.8178 | 35.8178
| SPS1 | CH | Fuel input for hydrogen production¦Electricity | PJ/yr. | 0.0049221 | 0.0068886 | 0.006766 | 0.045736 | 15.4111 | 14.9627 | 14.5405 | 16.6416 | 21.5717 | 26.4483 | 26.4492 | 26.4485
| SPS1 | CH | Fuel input for hydrogen production¦Electricity¦PEM electrolysis small-medium scale | PJ/yr. | 0.0049221 | 0.0068886 | 0.006766 | 0.045734 | 15.4109 | 14.959 | 14.5359 | 16.6394 | 21.566 | 26.4435 | 26.4455 | 26.4413
| SPS1 | CH | Fuel input for hydrogen production¦Electricity¦PEM electrolysis large scale | PJ/yr. | 0 | 0 | 0 | 1.0722e-06 | 0.0001857 | 0.00060412 | 0.00073014 | 0.00073236 | 0.00073208 | 0.00073383 | 0.00052504 | 0.00055816
| SPS1 | CH | Fuel input for hydrogen production¦Electricity¦SOEC electrolysis | PJ/yr. | 0 | 0 | 0 | 0 | 0 | 0.0031642 | 0.0038363 | 0.0014533 | 0.0050013 | 0.004122 | 0.0031867 | 0.0067082
| SPS1 | CH | Fuel input for hydrogen production¦Heat | PJ/yr. | 0 | 0 | 0 | 0 | 0 | 0.00047281 | 0.00049975 | 0.00016148 | 0.0005557 | 0.000458 | 0.00035408 | 0.00074535
| SPS1 | CH | Fuel input for hydrogen production¦Heat¦SOEC electrolysis | PJ/yr. | 0 | 0 | 0 | 0 | 0 | 0.00047281 | 0.00049975 | 0.00016148 | 0.0005557 | 0.000458 | 0.00035408 | 0.00074535
| SPS1 | CH | Fuel input for hydrogen production¦Gas | PJ/yr. | 0 | 0 | 0 | 0 | 0 | 0 | 0 | 0.00012089 | 0.00012106 | 0.00015792 | 0.00016597 | 0.00028302
| SPS1 | CH | Fuel input for hydrogen production¦Gas¦SMR-ATR Reforming | PJ/yr. | 0 | 0 | 0 | 0 | 0 | 0 | 0 | 4.1981e-05 | 4.1507e-05 | 6.3584e-05 | 5.4957e-05 | 0.00012492
| SPS1 | CH | Fuel input for hydrogen production¦Gas¦SMR-ATR Reforming CCS | PJ/yr. | 0 | 0 | 0 | 0 | 0 | 0 | 0 | 7.8905e-05 | 7.9557e-05 | 9.4331e-05 | 0.00011101 | 0.0001581
| SPS1 | CH | Fuel input for hydrogen production¦Gas¦Fossil gases | PJ/yr. | 0 | 0 | 0 | 0 | 0 | 0 | 0 | 0 | 0 | 0 | 0 | 0
| SPS1 | CH | Fuel input for hydrogen production¦Gas¦Fossil gases¦SMR-ATR Reforming | PJ/yr. | 0 | 0 | 0 | 0 | 0 | 0 | 0 | 0 | 0 | 0 | 0 | 0
| SPS1 | CH | Fuel input for hydrogen production¦Gas¦Fossil gases¦SMR-ATR Reforming CCS | PJ/yr. | 0 | 0 | 0 | 0 | 0 | 0 | 0 | 0 | 0 | 0 | 0 | 0
| SPS1 | CH | Fuel input for hydrogen production¦Gas¦Synthetic gases | PJ/yr. | 0 | 0 | 0 | 0 | 0 | 0 | 0 | 0.00012089 | 0.00012106 | 0.00015792 | 0.00016597 | 0.00028302
| SPS1 | CH | Fuel input for hydrogen production¦Gas¦Synthetic gases¦SMR-ATR Reforming | PJ/yr. | 0 | 0 | 0 | 0 | 0 | 0 | 0 | 4.1981e-05 | 4.1507e-05 | 6.3584e-05 | 5.4957e-05 | 0.00012492
| SPS1 | CH | Fuel input for hydrogen production¦Gas¦Synthetic gases¦SMR-ATR Reforming CCS | PJ/yr. | 0 | 0 | 0 | 0 | 0 | 0 | 0 | 7.8905e-05 | 7.9557e-05 | 9.4331e-05 | 0.00011101 | 0.0001581
| SPS1 | CH | Fuel input for hydrogen production¦Wood | PJ/yr. | 0 | 0 | 0 | 0 | 0 | 0 | 0 | 8.4134 | 8.4134 | 9.368 | 9.368 | 9.3683
| SPS1 | CH | Fuel input for hydrogen production¦Wood¦Gasification | PJ/yr. | 0 | 0 | 0 | 0 | 0 | 0 | 0 | 4.5455e-05 | 4.7463e-05 | 9.7212e-05 | 5.7445e-05 | 0.00031028
| SPS1 | CH | Fuel input for hydrogen production¦Wood¦Gasification CCS | PJ/yr. | 0 | 0 | 0 | 0 | 0 | 0 | 0 | 8.4134 | 8.4134 | 9.3679 | 9.368 | 9.368
| SPS1 | CH | Efficiency for hydrogen production | % | bar: 2020 to 2070
| SPS1 | CH | Efficiency for hydrogen production¦Electricity¦PEM electrolysis small-medium scale | % | 68.5% | 69.4% | 70.75% | 73% | 75.25% | 77.5% | 79.75% | 82% | 82% | 82% | 82% | 82%
| SPS1 | CH | Efficiency for hydrogen production¦Electricity¦PEM electrolysis large scale | % | - | - | - | 73% | 75.25% | 77.5% | 79.75% | 82% | 82% | 82% | 82% | 82%
| SPS1 | CH | Efficiency for hydrogen production¦Electricity¦SOEC electrolysis | % | - | - | - | - | - | 87% | 88.47% | 90% | 90% | 90% | 90% | 90%
| SPS1 | CH | Efficiency for hydrogen production¦Gas¦SMR-ATR Reforming | % | - | - | - | - | - | - | - | 76% | 76% | 76% | 76% | 76%
| SPS1 | CH | Efficiency for hydrogen production¦Gas¦SMR-ATR Reforming CCS | % | - | - | - | - | - | - | - | 69% | 69% | 69% | 69% | 69%
| SPS1 | CH | Efficiency for hydrogen production¦Wood¦Gasification | % | - | - | - | - | - | - | - | 60% | 60% | 60% | 60% | 60%
| SPS1 | CH | Efficiency for hydrogen production¦Wood¦Gasification CCS | % | - | - | - | - | - | - | - | 58% | 58% | 58% | 58% | 58%
| SPS1 | CH | Biomethane production from biogas upgrade | PJ/yr. | 1.1765 | 3.6232 | 2.812 | 2.812 | 2.8121 | 2.8155 | 2.8147 | 6.0613 | 8.6395 | 8.6396 | 8.6396 | 8.6401
| SPS1 | CH | Fuel input for biogas upgrade to biomethane | PJ/yr. | 1.2891 | 3.97 | 3.0812 | 3.0812 | 3.0812 | 3.085 | 3.0841 | 6.6415 | 9.4664 | 9.4665 | 9.4665 | 9.4671
| SPS1 | CH | Efficiency for biomethane production from biogas upgrade | PJ/yr. | 91.27% | 91.27% | 91.27% | 91.27% | 91.27% | 91.27% | 91.27% | 91.27% | 91.27% | 91.27% | 91.27% | 91.27%
| SPS1 | SPS1 | Domestic wood to pellet production | PJ/yr. | 5.9796 | 6.9696 | 6.8255 | 7.0341 | 7.3229 | 7.7336 | 7.7472 | 7.5266 | 7.552 | 7.6404 | 7.6413 | 7.6417
| SPS1 | SPS1 | Domestic wood to pellet production¦Pellets | PJ/yr. | 5.9796 | 6.9696 | 6.8255 | 7.0341 | 7.3229 | 7.7336 | 7.7472 | 7.5266 | 7.552 | 7.6404 | 7.6413 | 7.6417
| SPS1 | SPS1 | Fuel input for wood to pellet production | PJ/yr. | 7.1186 | 8.2972 | 8.1256 | 8.374 | 8.7177 | 9.2067 | 9.2228 | 8.9603 | 8.9905 | 9.0957 | 9.0968 | 9.0972
| SPS1 | SPS1 | Fuel input for wood to pellet production¦Wood | PJ/yr. | 7.1186 | 8.2972 | 8.1256 | 8.374 | 8.7177 | 9.2067 | 9.2228 | 8.9603 | 8.9905 | 9.0957 | 9.0968 | 9.0972
| SPS1 | SPS1 | Efficiency for wood to pellet production | % | 84% | 84% | 84% | 84% | 84% | 84% | 84% | 84% | 84% | 84% | 84% | 84%
| SPS1 | CH | Domestic PtG and PtL production | PJ/yr. | 0 | 0 | 0 | 0 | 0 | 0.29915 | 0.1669 | 0.35346 | 1.0126 | 3.5578 | 3.7511 | 3.7364
| SPS1 | CH | Domestic PtG and PtL production¦PtG | PJ/yr. | 0 | 0 | 0 | 0 | 0 | 0.00025978 | 0.00010967 | 0.0015534 | 0.94529 | 3.4489 | 3.6518 | 3.6506
| SPS1 | CH | Domestic PtG and PtL production¦PtG¦PtG gas | PJ/yr. | 0 | 0 | 0 | 0 | 0 | 0.00025978 | 0.00010967 | 0.0015534 | 0.94529 | 3.4489 | 3.6518 | 3.6506
| SPS1 | CH | Domestic PtG and PtL production¦PtL | PJ/yr. | 0 | 0 | 0 | 0 | 0 | 0.29889 | 0.16679 | 0.35191 | 0.067301 | 0.10896 | 0.099378 | 0.08581
| SPS1 | CH | Domestic PtG and PtL production¦PtL¦PtL Diesel | PJ/yr. | 0 | 0 | 0 | 0 | 0 | 0.0011835 | 0.00057803 | 0.00018721 | 0.00033627 | 0.00045609 | 0.00035639 | 0.001431
| SPS1 | CH | Domestic PtG and PtL production¦PtL¦PtL Gasoline | PJ/yr. | 0 | 0 | 0 | 0 | 0 | 0.29755 | 0.16614 | 0.35172 | 0.066926 | 0.10844 | 0.098975 | 0.084258
| SPS1 | CH | Domestic PtG and PtL production¦PtL¦PtL Kerosene | PJ/yr. | 0 | 0 | 0 | 0 | 0 | 0.00015299 | 7.6142e-05 | 0 | 3.7936e-05 | 6.012e-05 | 4.6219e-05 | 0.00012059
| SPS1 | CH | Fuel input for domestic PtG and PtL production | PJ/yr. | 0 | 0 | 0 | 0 | 0 | 0.42832 | 0.2389 | 0.5048 | 1.3239 | 4.6348 | 4.8846 | 4.8641
| SPS1 | CH | Fuel input for domestic PtG and PtL production¦Hydrogen | PJ/yr. | 0 | 0 | 0 | 0 | 0 | 0.42832 | 0.2389 | 0.5048 | 1.3239 | 4.6348 | 4.8846 | 4.8641
| SPS1 | CH | Fuel input for domestic PtG and PtL production¦Hydrogen¦PtG | PJ/yr. | 0 | 0 | 0 | 0 | 0 | 0.00033737 | 0.00014243 | 0.0020175 | 1.2277 | 4.479 | 4.7425 | 4.7411
| SPS1 | CH | Fuel input for domestic PtG and PtL production¦Hydrogen¦PtG¦PtG gas | PJ/yr. | 0 | 0 | 0 | 0 | 0 | 0.00033737 | 0.00014243 | 0.0020175 | 1.2277 | 4.479 | 4.7425 | 4.7411
| SPS1 | CH | Fuel input for domestic PtG and PtL production¦Hydrogen¦PtL | PJ/yr. | 0 | 0 | 0 | 0 | 0 | 0.42798 | 0.23876 | 0.50279 | 0.096254 | 0.15581 | 0.14209 | 0.12304
| SPS1 | CH | Fuel input for domestic PtG and PtL production¦Hydrogen¦PtL¦PtL Diesel | PJ/yr. | 0 | 0 | 0 | 0 | 0 | 0.0025742 | 0.0012546 | 0.00032302 | 0.00057977 | 0.00078608 | 0.00061385 | 0.0024672
| SPS1 | CH | Fuel input for domestic PtG and PtL production¦Hydrogen¦PtL¦PtL Gasoline | PJ/yr. | 0 | 0 | 0 | 0 | 0 | 0.42507 | 0.23734 | 0.50246 | 0.095609 | 0.15492 | 0.14139 | 0.12037
| SPS1 | CH | Fuel input for domestic PtG and PtL production¦Hydrogen¦PtL¦PtL Kerosene | PJ/yr. | 0 | 0 | 0 | 0 | 0 | 0.00033278 | 0.00016527 | 0 | 6.5407e-05 | 0.00010362 | 7.9608e-05 | 0.0002079
| SPS1 | CH | Efficiency for domestic PtG and PtL production | % | bar: 2020 to 2070
| SPS1 | CH | Efficiency for domestic PtG and PtL production¦Hydrogen¦PtG¦PtG gas | % | - | - | - | - | - | 77% | 77% | 77% | 77% | 77% | 77% | 77%
| SPS1 | CH | Efficiency for domestic PtG and PtL production¦Hydrogen¦PtL Diesel | % | - | - | - | - | - | 45.97% | 46.07% | 57.96% | 58% | 58.02% | 58.06% | 58%
| SPS1 | CH | Efficiency for domestic PtG and PtL production¦Hydrogen¦PtL Gasoline | % | - | - | - | - | - | 70% | 70% | 70% | 70% | 70% | 70% | 70%
| SPS1 | CH | Efficiency for domestic PtG and PtL production¦Hydrogen¦PtL Kerosene | % | - | - | - | - | - | 45.97% | 46.07% | - | 58% | 58.02% | 58.06% | 58%
| SPS1 | CH | CO2 input for domestic PtG and PtL production | Mt/yr. | 0 | 0 | 0 | 0 | 0 | 0.022098 | 0.012328 | 0.026059 | 0.058281 | 0.20256 | 0.21329 | 0.21223
| SPS1 | CH | CO2 input for domestic PtG and PtL production¦CO2¦Total | Mt/yr. | 0 | 0 | 0 | 0 | 0 | 0.022098 | 0.012328 | 0.026059 | 0.058281 | 0.20256 | 0.21329 | 0.21223
| SPS1 | CH | CO2 input for domestic PtG and PtL production¦CO2¦Biogenic source | Mt/yr. | 0 | 0 | 0 | 0 | 0 | 0.014244 | 0.0090523 | 0.01824 | 0.035579 | 0.11494 | 0.11255 | 0
| SPS1 | CH | CO2 input for domestic PtG and PtL production¦CO2¦Fossil source | Mt/yr. | 0 | 0 | 0 | 0 | 0 | 0.0078535 | 0.0031637 | 0.0063112 | 0.012146 | 0.038939 | 0.037981 | 0.21223
| SPS1 | CH | CO2 input for domestic PtG and PtL production¦CO2¦Direct air capture source | Mt/yr. | 0 | 0 | 0 | 0 | 0 | 1.4418e-08 | 0.00011151 | 0.001507 | 0.010556 | 0.048681 | 0.062763 | 0
| SPS1 | CH | CO2 input for domestic PtG and PtL production¦CO2¦Total¦PtG | Mt/yr. | 0 | 0 | 0 | 0 | 0 | 1.4651e-05 | 6.1854e-06 | 8.7614e-05 | 0.053314 | 0.19452 | 0.20596 | 0.2059
| SPS1 | CH | CO2 input for domestic PtG and PtL production¦CO2¦Total¦PtG¦PtG gas | Mt/yr. | 0 | 0 | 0 | 0 | 0 | 1.4651e-05 | 6.1854e-06 | 8.7614e-05 | 0.053314 | 0.19452 | 0.20596 | 0.2059
| SPS1 | CH | CO2 input for domestic PtG and PtL production¦CO2¦Total¦PtL | Mt/yr. | 0 | 0 | 0 | 0 | 0 | 0.022083 | 0.012321 | 0.025971 | 0.0049666 | 0.0080409 | 0.0073339 | 0.006332
| SPS1 | CH | CO2 input for domestic PtG and PtL production¦CO2¦Total¦PtL¦PtL Diesel | Mt/yr. | 0 | 0 | 0 | 0 | 0 | 0.00010944 | 5.3339e-05 | 1.3733e-05 | 2.4648e-05 | 3.3419e-05 | 2.6097e-05 | 0.00010489
| SPS1 | CH | CO2 input for domestic PtG and PtL production¦CO2¦Total¦PtL¦PtL Gasoline | Mt/yr. | 0 | 0 | 0 | 0 | 0 | 0.021959 | 0.012261 | 0.025957 | 0.0049392 | 0.0080031 | 0.0073044 | 0.0062183
| SPS1 | CH | CO2 input for domestic PtG and PtL production¦CO2¦Total¦PtL¦PtL Kerosene | Mt/yr. | 0 | 0 | 0 | 0 | 0 | 1.4148e-05 | 7.0262e-06 | 0 | 2.7807e-06 | 4.4052e-06 | 3.3845e-06 | 8.8386e-06
| SPS1 | CH | CO2 input for domestic PtG and PtL production¦CO2¦Biogenic source¦PtG | Mt/yr. | 0 | 0 | 0 | 0 | 0 | 9.4443e-06 | 4.5421e-06 | 6.1328e-05 | 0.032547 | 0.11037 | 0.10868 | 0
| SPS1 | CH | CO2 input for domestic PtG and PtL production¦CO2¦Biogenic source¦PtG¦PtG gas | Mt/yr. | 0 | 0 | 0 | 0 | 0 | 9.4443e-06 | 4.5421e-06 | 6.1328e-05 | 0.032547 | 0.11037 | 0.10868 | 0
| SPS1 | CH | CO2 input for domestic PtG and PtL production¦CO2¦Biogenic source¦PtL | Mt/yr. | 0 | 0 | 0 | 0 | 0 | 0.014235 | 0.0090478 | 0.018179 | 0.0030319 | 0.0045626 | 0.0038699 | 0
| SPS1 | CH | CO2 input for domestic PtG and PtL production¦CO2¦Biogenic source¦PtL¦PtL Diesel | Mt/yr. | 0 | 0 | 0 | 0 | 0 | 7.0544e-05 | 3.9168e-05 | 9.6126e-06 | 1.5047e-05 | 1.8963e-05 | 1.3771e-05 | 0
| SPS1 | CH | CO2 input for domestic PtG and PtL production¦CO2¦Biogenic source¦PtL¦PtL Gasoline | Mt/yr. | 0 | 0 | 0 | 0 | 0 | 0.014155 | 0.0090035 | 0.018169 | 0.0030152 | 0.0045412 | 0.0038543 | 0
| SPS1 | CH | CO2 input for domestic PtG and PtL production¦CO2¦Biogenic source¦PtL¦PtL Kerosene | Mt/yr. | 0 | 0 | 0 | 0 | 0 | 9.1197e-06 | 5.1595e-06 | 0 | 1.6975e-06 | 2.4996e-06 | 1.7859e-06 | 0
| SPS1 | CH | CO2 input for domestic PtG and PtL production¦CO2¦Fossil source¦PtG | Mt/yr. | 0 | 0 | 0 | 0 | 0 | 5.2071e-06 | 1.5874e-06 | 2.122e-05 | 0.011111 | 0.037393 | 0.036675 | 0.2059
| SPS1 | CH | CO2 input for domestic PtG and PtL production¦CO2¦Fossil source¦PtG¦PtG gas | Mt/yr. | 0 | 0 | 0 | 0 | 0 | 5.2071e-06 | 1.5874e-06 | 2.122e-05 | 0.011111 | 0.037393 | 0.036675 | 0.2059
| SPS1 | CH | CO2 input for domestic PtG and PtL production¦CO2¦Fossil source¦PtL | Mt/yr. | 0 | 0 | 0 | 0 | 0 | 0.0078483 | 0.0031621 | 0.00629 | 0.0010351 | 0.0015458 | 0.0013059 | 0.006332
| SPS1 | CH | CO2 input for domestic PtG and PtL production¦CO2¦Fossil source¦PtL¦PtL Diesel | Mt/yr. | 0 | 0 | 0 | 0 | 0 | 3.8895e-05 | 1.3689e-05 | 3.326e-06 | 5.1368e-06 | 6.4244e-06 | 4.6471e-06 | 0.00010489
| SPS1 | CH | CO2 input for domestic PtG and PtL production¦CO2¦Fossil source¦PtL¦PtL Gasoline | Mt/yr. | 0 | 0 | 0 | 0 | 0 | 0.0078043 | 0.0031467 | 0.0062867 | 0.0010293 | 0.0015385 | 0.0013007 | 0.0062183
| SPS1 | CH | CO2 input for domestic PtG and PtL production¦CO2¦Fossil source¦PtL¦PtL Kerosene | Mt/yr. | 0 | 0 | 0 | 0 | 0 | 5.0281e-06 | 1.8032e-06 | 0 | 5.7952e-07 | 8.4684e-07 | 6.0267e-07 | 8.8386e-06
| SPS1 | CH | CO2 input for domestic PtG and PtL production¦CO2¦Direct air capture source source¦PtG | Mt/yr. | 0 | 0 | 0 | 0 | 0 | 9.5598e-12 | 5.5953e-08 | 5.0668e-06 | 0.0096567 | 0.046749 | 0.060605 | 0
| SPS1 | CH | CO2 input for domestic PtG and PtL production¦CO2¦Direct air capture source source¦PtG¦PtG gas | Mt/yr. | 0 | 0 | 0 | 0 | 0 | 9.5598e-12 | 5.5953e-08 | 5.0668e-06 | 0.0096567 | 0.046749 | 0.060605 | 0
| SPS1 | CH | CO2 input for domestic PtG and PtL production¦CO2¦Direct air capture source source¦PtL | Mt/yr. | 0 | 0 | 0 | 0 | 0 | 1.4409e-08 | 0.00011146 | 0.0015019 | 0.00089959 | 0.0019325 | 0.002158 | 0
| SPS1 | CH | CO2 input for domestic PtG and PtL production¦CO2¦Direct air capture source source¦PtL¦PtL Diesel | Mt/yr. | 0 | 0 | 0 | 0 | 0 | 7.1407e-11 | 4.825e-07 | 7.9419e-07 | 4.4645e-06 | 8.0318e-06 | 7.6793e-06 | 0
| SPS1 | CH | CO2 input for domestic PtG and PtL production¦CO2¦Direct air capture source source¦PtL¦PtL Gasoline | Mt/yr. | 0 | 0 | 0 | 0 | 0 | 1.4328e-08 | 0.00011091 | 0.0015011 | 0.00089462 | 0.0019234 | 0.0021494 | 0
| SPS1 | CH | CO2 input for domestic PtG and PtL production¦CO2¦Direct air capture source source¦PtL¦PtL Kerosene | Mt/yr. | 0 | 0 | 0 | 0 | 0 | 9.2312e-12 | 6.3558e-08 | 0 | 5.0367e-07 | 1.0587e-06 | 9.959e-07 | 0
| SPS1 | CH | Fuel consumption in industry sectors | PJ/yr. | 142.2174 | 141.1565 | 142.6732 | 144.0929 | 142.6761 | 142.0435 | 142.5739 | 143.0659 | 143.2162 | 147.5167 | 143.0759 | 143.0004
| SPS1 | CH | Fuel consumption in industry sectors¦Electricity | PJ/yr. | 60.07 | 62.5764 | 64.9122 | 68.1948 | 68.9113 | 69.3302 | 72.2233 | 73.5324 | 74.2645 | 76.7516 | 75.2951 | 75.4682
| SPS1 | CH | Fuel consumption in industry sectors¦Electricity¦Electric boiler | PJ/yr. | 11.6469 | 12.259 | 12.2505 | 13.4725 | 13.4547 | 13.437 | 13.4193 | 13.4016 | 13.4016 | 13.6802 | 13.6802 | 13.6802
| SPS1 | CH | Fuel consumption in industry sectors¦Electricity¦Heat pump electric | PJ/yr. | 0.35967 | 0.45106 | 1.1456 | 1.8557 | 2.5025 | 2.4563 | 2.6914 | 3.3252 | 3.3252 | 3.8319 | 3.8319 | 3.8319
| SPS1 | CH | Fuel consumption in industry sectors¦Electricity¦Other electric processes | PJ/yr. | 48.0634 | 49.8664 | 51.5161 | 52.8665 | 52.9541 | 53.4369 | 56.1126 | 56.8056 | 57.5377 | 59.2395 | 57.783 | 57.9561
| SPS1 | CH | Fuel consumption in industry sectors¦Oil¦Total | PJ/yr. | 11.6278 | 10.5309 | 8.0025 | 6.468 | 4.839 | 3.5594 | 1.7856 | 1.4234 | 1.3338 | 1.3338 | 0.7728 | 0.77279
| SPS1 | CH | Fuel consumption in industry sectors¦Oil¦Total¦Light fuel boiler | PJ/yr. | 8.8978 | 8.1047 | 8.0014 | 6.4679 | 4.8388 | 3.5588 | 1.7852 | 1.4234 | 1.3338 | 1.3338 | 0.7728 | 0.77279
| SPS1 | CH | Fuel consumption in industry sectors¦Oil¦Total¦Heavy fuel boiler | PJ/yr. | 2.73 | 2.4261 | 0.0010495 | 0.00014144 | 0.0001196 | 0.00057218 | 0.0003718 | 0 | 0 | 0 | 0 | 0
| SPS1 | CH | Fuel consumption in industry sectors¦Oil¦Fossil liquids | PJ/yr. | 11.6278 | 10.5309 | 8.0024 | 5.1747 | 3.5843 | 2.136 | 0.3622 | 0 | 8.048e-05 | 5.1457e-05 | 3.3197e-05 | 2.4377e-05
| SPS1 | CH | Fuel consumption in industry sectors¦Oil¦Fossil liquids¦Light fuel oil | PJ/yr. | 8.8978 | 8.1047 | 8.0014 | 5.1745 | 3.5842 | 2.1354 | 0.36182 | 0 | 8.048e-05 | 5.1457e-05 | 3.3197e-05 | 2.4377e-05
| SPS1 | CH | Fuel consumption in industry sectors¦Oil¦Fossil liquids¦Light fuel oil¦Light fuel oil boiler | PJ/yr. | 8.8978 | 8.1047 | 8.0014 | 5.1745 | 3.5842 | 2.1354 | 0.36182 | 0 | 8.048e-05 | 5.1457e-05 | 3.3197e-05 | 2.4377e-05
| SPS1 | CH | Fuel consumption in industry sectors¦Oil¦Fossil liquids¦Heavy fuel oil | PJ/yr. | 2.73 | 2.4261 | 0.0010495 | 0.00014144 | 0.0001196 | 0.00057218 | 0.0003718 | 0 | 0 | 0 | 0 | 0
| SPS1 | CH | Fuel consumption in industry sectors¦Oil¦Fossil liquids¦Heavy fuel oil¦Heavy fuel oil boiler | PJ/yr. | 2.73 | 2.4261 | 0.0010495 | 0.00014144 | 0.0001196 | 0.00057218 | 0.0003718 | 0 | 0 | 0 | 0 | 0
| SPS1 | CH | Fuel consumption in industry sectors¦Oil¦Synthetic liquids | PJ/yr. | 0 | 0 | 2.3983e-05 | 1.2934 | 1.2547 | 1.4234 | 1.4234 | 1.4234 | 1.3337 | 1.3337 | 0.77277 | 0.77276
| SPS1 | CH | Fuel consumption in industry sectors¦Oil¦Synthetic liquids¦Light fuel oil boiler | PJ/yr. | 0 | 0 | 2.3983e-05 | 1.2934 | 1.2547 | 1.4234 | 1.4234 | 1.4234 | 1.3337 | 1.3337 | 0.77277 | 0.77276
| SPS1 | CH | Fuel consumption in industry sectors¦Gas¦Total | PJ/yr. | 35.9891 | 30.4832 | 37.1082 | 31.9758 | 19.3286 | 17.8568 | 16.8378 | 9.024 | 6.9163 | 8.1203 | 7.3258 | 7.3252
| SPS1 | CH | Fuel consumption in industry sectors¦Gas¦Total¦Gas boiler | PJ/yr. | 35.5518 | 28.8809 | 32.5702 | 25.0356 | 12.3884 | 11.7611 | 10.7422 | 2.9284 | 0.82667 | 1.6235 | 0.82902 | 0.82845
| SPS1 | CH | Fuel consumption in industry sectors¦Gas¦Total¦Heat pump gas | PJ/yr. | 0.00057284 | 1.0502 | 1.8589 | 0.85056 | 0.85056 | 0.006034 | 0.006033 | 0.0060321 | 0 | 0 | 0 | 0
| SPS1 | CH | Fuel consumption in industry sectors¦Gas¦Total¦Biogas boiler | PJ/yr. | 0.4373 | 1.6023 | 4.538 | 6.9402 | 6.9402 | 6.0957 | 6.0957 | 6.0957 | 6.0896 | 6.4968 | 6.4968 | 6.4968
| SPS1 | CH | Fuel consumption in industry sectors¦Gas¦Fossil gases | PJ/yr. | 35.2413 | 29.9311 | 32.0393 | 23.1904 | 10.6212 | 9.4112 | 8.4365 | 1.2807 | 0.000219 | 0.00012395 | 3.8816e-05 | 2.7516e-05
| SPS1 | CH | Fuel consumption in industry sectors¦Gas¦Fossil gases¦Gas boiler | PJ/yr. | 35.2408 | 28.8809 | 30.3094 | 22.4284 | 9.9388 | 9.4064 | 8.4318 | 1.2781 | 0.000219 | 0.00012395 | 3.8816e-05 | 2.7516e-05
| SPS1 | CH | Fuel consumption in industry sectors¦Gas¦Fossil gases¦Heat pump gas | PJ/yr. | 0.00056782 | 1.0502 | 1.7299 | 0.76199 | 0.68238 | 0.0048259 | 0.0047355 | 0.0026327 | 0 | 0 | 0 | 0
| SPS1 | CH | Fuel consumption in industry sectors¦Gas¦Synthetic gases | PJ/yr. | 0.74774 | 0.55209 | 5.0689 | 8.7854 | 8.7074 | 8.4456 | 8.4013 | 7.7433 | 6.9161 | 8.1202 | 7.3258 | 7.3252
| SPS1 | CH | Fuel consumption in industry sectors¦Gas¦Synthetic gases¦Gas boiler | PJ/yr. | 0.31101 | 2.1531e-05 | 2.2607 | 2.6072 | 2.4496 | 2.3548 | 2.3104 | 1.6503 | 0.82645 | 1.6234 | 0.82898 | 0.82842
| SPS1 | CH | Fuel consumption in industry sectors¦Gas¦Synthetic gases¦Heat pump gas | PJ/yr. | 5.0112e-06 | 7.8293e-07 | 0.12903 | 0.088577 | 0.16818 | 0.0012081 | 0.0012975 | 0.0033994 | 0 | 0 | 0 | 0
| SPS1 | CH | Fuel consumption in industry sectors¦Gas¦Synthetic gases¦Biogas boiler | PJ/yr. | 0.43673 | 0.55207 | 2.6791 | 6.0896 | 6.0896 | 6.0896 | 6.0896 | 6.0896 | 6.0896 | 6.4968 | 6.4968 | 6.4968
| SPS1 | CH | Fuel consumption in industry sectors¦Coal | PJ/yr. | 3.56 | 3.4647 | 0.5371 | 0.00011025 | 8.2871e-05 | 0.00047066 | 0.00027126 | 0.00014806 | 0.00013 | 0.00011804 | 0.00014036 | 9.7472e-05
| SPS1 | CH | Fuel consumption in industry sectors¦Coal¦Coal boiler | PJ/yr. | 3.56 | 3.4647 | 0.5371 | 0.00011025 | 8.2871e-05 | 0.00047066 | 0.00027126 | 0.00014806 | 0.00013 | 0.00011804 | 0.00014036 | 9.7472e-05
| SPS1 | CH | Fuel consumption in industry sectors¦Heat | PJ/yr. | 12.7286 | 13.6384 | 13.3739 | 15.46 | 14.9631 | 18.1103 | 22.4468 | 21.7568 | 23.5364 | 22.8048 | 22.3014 | 22.103
| SPS1 | CH | Fuel consumption in industry sectors¦Heat¦On-site CHPs | PJ/yr. | 4.2909 | 5.254 | 6.0616 | 7.3211 | 6.9693 | 11.0461 | 13.6458 | 13.9076 | 13.7899 | 13.6483 | 14.2486 | 14.2853
| SPS1 | CH | Fuel consumption in industry sectors¦Heat¦On-site CHPs¦Industrial CHPs oil | PJ/yr. | 0.92933 | 2.0726 | 0.090307 | 1.3188 | 0.84967 | 0 | 0 | 0 | 0.0522 | 0.052081 | 0.37904 | 0.37795
| SPS1 | CH | Fuel consumption in industry sectors¦Heat¦On-site CHPs¦Industrial CHPs gas | PJ/yr. | 0.76717 | 0.47908 | 0.05819 | 0.38843 | 0.34455 | 0.75446 | 0.47432 | 0.46892 | 0.46874 | 0.27177 | 0.46892 | 0.46885
| SPS1 | CH | Fuel consumption in industry sectors¦Heat¦On-site CHPs¦Industrial CHPs gas (CCS) | PJ/yr. | 0 | 0 | 0 | 0 | 0 | 0.0022545 | 0.27424 | 0.27113 | 0.27103 | 0.15714 | 0.27113 | 0.27109
| SPS1 | CH | Fuel consumption in industry sectors¦Heat¦On-site CHPs¦Industrial CHPs fuel cells (gas reformer) | PJ/yr. | 0 | 0 | 0 | 6.4469e-05 | 9.707e-05 | 0.00083641 | 0.00042276 | 0.00016721 | 0.00026541 | 0.00018041 | 0.00016459 | 0.000208
| SPS1 | CH | Fuel consumption in industry sectors¦Heat¦On-site CHPs¦Industrial CHPs wastes | PJ/yr. | 1.9348 | 1.8588 | 2.5503 | 2.2433 | 1.9427 | 1.4385 | 0.0002854 | 9.809e-05 | 0.00016262 | 0.00010095 | 0.00017115 | 0.00010774
| SPS1 | CH | Fuel consumption in industry sectors¦Heat¦On-site CHPs¦Industrial CHPs wastes CCS | PJ/yr. | 0 | 0 | 0 | 0 | 0 | 0.19834 | 2.5196 | 2.0114 | 2.0113 | 2.0114 | 2.0113 | 2.0114
| SPS1 | CH | Fuel consumption in industry sectors¦Heat¦On-site CHPs¦Industrial CHPs wood | PJ/yr. | 0.65957 | 0.84352 | 3.3629 | 3.3676 | 3.3646 | 1.3737 | 0.4372 | 0.0013431 | 0.0011214 | 0.0011341 | 0.00092805 | 0.0011874
| SPS1 | CH | Fuel consumption in industry sectors¦Heat¦On-site CHPs¦Industrial CHPs wood (CCS) | PJ/yr. | 0 | 0 | 0 | 0 | 0 | 5.4536 | 7.6605 | 9.0826 | 8.9131 | 9.0826 | 9.045 | 9.0826
| SPS1 | CH | Fuel consumption in industry sectors¦Heat¦On-site CHPs¦Industrial CHPs fuel cells (hydrogen) | PJ/yr. | 0 | 0 | 0 | 0.0029478 | 0.46776 | 1.8244 | 2.2792 | 2.072 | 2.072 | 2.072 | 2.072 | 2.072
| SPS1 | CH | Fuel consumption in industry sectors¦Heat¦District heating | PJ/yr. | 7.12 | 7.6289 | 7.2439 | 7.7666 | 7.9958 | 7.1262 | 7.9994 | 7.2948 | 9.0278 | 8.5723 | 7.3816 | 7.1699
| SPS1 | CH | Fuel consumption in industry sectors¦Wood | PJ/yr. | 9.0019 | 10.6099 | 9.854 | 11.485 | 12.2747 | 9.7868 | 9.8042 | 9.8186 | 9.7311 | 10.7172 | 9.6673 | 9.6349
| SPS1 | CH | Fuel consumption in industry sectors¦Wood¦Wood boiler | PJ/yr. | 9.0019 | 10.6099 | 9.854 | 11.485 | 12.2747 | 9.7868 | 9.8042 | 9.8186 | 9.7311 | 10.7172 | 9.6673 | 9.6349
| SPS1 | CH | Fuel consumption in industry sectors¦Pellets | PJ/yr. | 0.62579 | 0.73757 | 0.73633 | 0.73426 | 0.73221 | 0.73017 | 0.72814 | 0.72612 | 0.72612 | 0.72612 | 0.72613 | 0.72613
| SPS1 | CH | Fuel consumption in industry sectors¦Pellets¦Pellet boiler | PJ/yr. | 0.62579 | 0.73757 | 0.73633 | 0.73426 | 0.73221 | 0.73017 | 0.72814 | 0.72612 | 0.72612 | 0.72612 | 0.72613 | 0.72613
| SPS1 | CH | Fuel consumption in industry sectors¦Wastes¦Total | PJ/yr. | 7.798 | 8.0801 | 5.6083 | 5.5456 | 5.483 | 5.4553 | 0.0017572 | 0.0001912 | 0.00038617 | 0.00020328 | 0.00029424 | 0.00013072
| SPS1 | CH | Fuel consumption in industry sectors¦Wastes¦Total¦Wastes boiler | PJ/yr. | 7.798 | 8.0801 | 5.6083 | 5.5456 | 5.483 | 5.4553 | 0.0017572 | 0.0001912 | 0.00038617 | 0.00020328 | 0.00029424 | 0.00013072
| SPS1 | CH | Fuel consumption in industry sectors¦Wastes¦Renewable¦Wastes boiler | PJ/yr. | 0 | 0 | 0 | 0 | 0 | 0 | 0 | 0 | 0 | 0 | 0 | 0
| SPS1 | CH | Fuel consumption in industry sectors¦Wastes¦Non Renewable¦Wastes boiler | PJ/yr. | 7.798 | 8.0801 | 5.6083 | 5.5456 | 5.483 | 5.4553 | 0.0017572 | 0.0001912 | 0.00038617 | 0.00020328 | 0.00029424 | 0.00013072
| SPS1 | CH | Fuel consumption in industry sectors¦Solar | PJ/yr. | 0.067632 | 0.08549 | 0.085246 | 0.085528 | 0.08553 | 0.05875 | 0.058108 | 0.05704 | 0.053117 | 0.05367 | 0.0099977 | 0.00097888
| SPS1 | CH | Fuel consumption in industry sectors¦Solar¦Solar thermal | PJ/yr. | 0.067632 | 0.08549 | 0.085246 | 0.085528 | 0.08553 | 0.05875 | 0.058108 | 0.05704 | 0.053117 | 0.05367 | 0.0099977 | 0.00097888
| SPS1 | CH | Fuel consumption in industry sectors¦Hydrogen | PJ/yr. | 0 | 0 | 0 | 0.05349 | 10.3895 | 10.3946 | 10.3411 | 17.6729 | 17.6001 | 17.6169 | 17.5848 | 17.5769
| SPS1 | CH | Fuel consumption in industry sectors¦Hydrogen¦Hydrogen boiler | PJ/yr. | 0 | 0 | 0 | 0.05349 | 10.3895 | 10.3946 | 10.3411 | 17.6729 | 17.6001 | 17.6169 | 17.5848 | 17.5769
| SPS1 | CH | Fuel consumption in industry sectors¦Ambient heat | PJ/yr. | 0.74847 | 0.94973 | 2.4555 | 4.0902 | 5.6691 | 6.7607 | 8.3468 | 9.0543 | 9.0543 | 9.3921 | 9.3921 | 9.3921
| SPS1 | CH | Fuel consumption in industry sectors¦Ambient heat¦Heat pump electric | PJ/yr. | 0.74847 | 0.94973 | 2.4542 | 4.0896 | 5.6685 | 5.7147 | 6.427 | 8.1445 | 8.1445 | 9.3856 | 9.3856 | 9.3856
| SPS1 | CH | Fuel consumption in industry sectors¦Ambient heat¦Heat pump gas | PJ/yr. | 0 | 0 | 0.0012619 | 0.0005318 | 0.0005494 | 1.0459 | 1.9198 | 0.90977 | 0.90976 | 0.006454 | 0.0064529 | 0.0064519
| SPS1 | CH | Process and space heating production in industry sectors | PJ/yr. | 72.7082 | 74.3527 | 76.1186 | 77.1303 | 77.6598 | 78.2986 | 78.5647 | 78.7668 | 78.4448 | 80.4673 | 78.1102 | 77.8924
| SPS1 | CH | Process and space heating production in industry sectors¦Electricity | PJ/yr. | 58.9854 | 61.6022 | 65.4521 | 70.1942 | 72.5076 | 72.9948 | 74.4885 | 77.552 | 78.284 | 81.9598 | 80.4874 | 80.6078
| SPS1 | CH | Process and space heating production in industry sectors¦Electricity¦Electric boiler | PJ/yr. | 9.8139 | 10.3351 | 10.3362 | 11.3823 | 11.3823 | 11.3823 | 11.3823 | 11.3823 | 11.3823 | 11.6189 | 11.6189 | 11.6189
| SPS1 | CH | Process and space heating production in industry sectors¦Electricity¦Heat pump electric | PJ/yr. | 1.1081 | 1.4008 | 3.5998 | 5.9454 | 8.171 | 8.171 | 9.1185 | 11.4697 | 11.4697 | 13.2175 | 13.2175 | 13.2175
| SPS1 | CH | Process and space heating production in industry sectors¦Electricity¦Other electric processes | PJ/yr. | 48.0634 | 49.8664 | 51.5161 | 52.8666 | 52.9543 | 53.4414 | 53.9878 | 54.7 | 55.4321 | 57.1234 | 55.651 | 55.7714
| SPS1 | CH | Process and space heating production in industry sectors¦Oil | PJ/yr. | 8.7635 | 7.9588 | 6.2467 | 5.0693 | 3.8077 | 2.812 | 1.4163 | 1.1335 | 1.0621 | 1.0621 | 0.6154 | 0.61539
| SPS1 | CH | Process and space heating production in industry sectors¦Oil¦Light fuel boiler | PJ/yr. | 6.9177 | 6.3113 | 6.2459 | 5.0692 | 3.8077 | 2.8116 | 1.416 | 1.1335 | 1.0621 | 1.0621 | 0.6154 | 0.61539
| SPS1 | CH | Process and space heating production in industry sectors¦Oil¦Heavy fuel boiler | PJ/yr. | 1.8458 | 1.6475 | 0.00071728 | 9.7701e-05 | 8.349e-05 | 0.0004036 | 0.00026498 | 0 | 0 | 0 | 0 | 0
| SPS1 | CH | Process and space heating production in industry sectors¦Gas | PJ/yr. | 28.9303 | 24.5083 | 29.6825 | 25.2839 | 15.3306 | 15.4238 | 15.6401 | 7.9183 | 6.1462 | 6.0501 | 5.3822 | 5.3815
| SPS1 | CH | Process and space heating production in industry sectors¦Gas¦Gas boiler | PJ/yr. | 28.6198 | 24.1157 | 27.775 | 20.9531 | 10.9997 | 8.998 | 7.5043 | 1.7734 | 0.001353 | 1.3599 | 0.69202 | 0.69128
| SPS1 | CH | Process and space heating production in industry sectors¦Gas¦Heat pump gas | PJ/yr. | 0 | 0 | 0.0026872 | 0.0011084 | 0.0011222 | 2.0961 | 3.7787 | 1.7603 | 1.7603 | 0.012488 | 0.012486 | 0.012484
| SPS1 | CH | Process and space heating production in industry sectors¦Gas¦Biogas boiler | PJ/yr. | 0.31051 | 0.39252 | 1.9049 | 4.3297 | 4.3297 | 4.3297 | 4.3571 | 4.3845 | 4.3845 | 4.6777 | 4.6777 | 4.6777
| SPS1 | CH | Process and space heating production in industry sectors¦Coal | PJ/yr. | 2.3674 | 2.3075 | 0.35852 | 7.3867e-05 | 5.5731e-05 | 0.00031769 | 0.00018378 | 0.00010068 | 8.8399e-05 | 8.0268e-05 | 9.5445e-05 | 6.6281e-05
| SPS1 | CH | Process and space heating production in industry sectors¦Coal¦Coal boiler | PJ/yr. | 2.3674 | 2.3075 | 0.35852 | 7.3867e-05 | 5.5731e-05 | 0.00031769 | 0.00018378 | 0.00010068 | 8.8399e-05 | 8.0268e-05 | 9.5445e-05 | 6.6281e-05
| SPS1 | CH | Process and space heating production in industry sectors¦Heat | PJ/yr. | 11.7673 | 12.6354 | 12.43 | 14.4455 | 14.0552 | 17.1015 | 20.4531 | 20.098 | 21.6388 | 21.0541 | 20.4853 | 20.2967
| SPS1 | CH | Process and space heating production in industry sectors¦Heat¦On-site CHPs | PJ/yr. | 5.1851 | 5.5676 | 5.6974 | 7.1886 | 6.5446 | 10.3724 | 12.8766 | 13.1679 | 13.0624 | 12.9105 | 13.4728 | 13.4853
| SPS1 | CH | Process and space heating production in industry sectors¦Heat¦On-site CHPs¦Industrial CHPs oil | PJ/yr. | 1.123 | 2.1963 | 0.084881 | 1.2949 | 0.79789 | 0 | 0 | 0 | 0.049446 | 0.049266 | 0.3584 | 0.35679
| SPS1 | CH | Process and space heating production in industry sectors¦Heat¦On-site CHPs¦Industrial CHPs gas | PJ/yr. | 0.92704 | 0.50767 | 0.054693 | 0.3814 | 0.32355 | 0.70845 | 0.44758 | 0.44398 | 0.44401 | 0.25708 | 0.44339 | 0.44259
| SPS1 | CH | Process and space heating production in industry sectors¦Heat¦On-site CHPs¦Industrial CHPs gas (CCS) | PJ/yr. | 0 | 0 | 0 | 0 | 0 | 0.002117 | 0.25878 | 0.25671 | 0.25673 | 0.14865 | 0.25637 | 0.25591
| SPS1 | CH | Process and space heating production in industry sectors¦Heat¦On-site CHPs¦Industrial CHPs fuel cells (gas reformer) | PJ/yr. | 0 | 0 | 0 | 6.3302e-05 | 9.1154e-05 | 0.0007854 | 0.00039893 | 0.00015832 | 0.00025141 | 0.00017066 | 0.00015563 | 0.00019635
| SPS1 | CH | Process and space heating production in industry sectors¦Heat¦On-site CHPs¦Industrial CHPs wastes | PJ/yr. | 2.338 | 1.9697 | 2.397 | 2.2027 | 1.8243 | 1.3508 | 0.00026931 | 9.2873e-05 | 0.00015404 | 9.5488e-05 | 0.00016183 | 0.0001017
| SPS1 | CH | Process and space heating production in industry sectors¦Heat¦On-site CHPs¦Industrial CHPs wastes CCS | PJ/yr. | 0 | 0 | 0 | 0 | 0 | 0.18625 | 2.3776 | 1.9044 | 1.9052 | 1.9026 | 1.9018 | 1.8987
| SPS1 | CH | Process and space heating production in industry sectors¦Heat¦On-site CHPs¦Industrial CHPs wood | PJ/yr. | 0.79702 | 0.89386 | 3.1608 | 3.3066 | 3.1595 | 1.2899 | 0.41255 | 0.0012717 | 0.0010622 | 0.0010728 | 0.00087752 | 0.0011209
| SPS1 | CH | Process and space heating production in industry sectors¦Heat¦On-site CHPs¦Industrial CHPs wood (CCS) | PJ/yr. | 0 | 0 | 0 | 0 | 0 | 5.121 | 7.2287 | 8.5995 | 8.4429 | 8.5915 | 8.5525 | 8.5739
| SPS1 | CH | Process and space heating production in industry sectors¦Heat¦On-site CHPs¦Industrial CHPs fuel cells (hydrogen) | PJ/yr. | 0 | 0 | 0 | 0.0028944 | 0.43926 | 1.7131 | 2.1507 | 1.9618 | 1.9627 | 1.96 | 1.9592 | 1.9559
| SPS1 | CH | Process and space heating production in industry sectors¦Heat¦District heating | PJ/yr. | 6.5823 | 7.0678 | 6.7326 | 7.2569 | 7.5106 | 6.7291 | 7.5765 | 6.9301 | 8.5764 | 8.1437 | 7.0125 | 6.8114
| SPS1 | CH | Process and space heating production in industry sectors¦Wood | PJ/yr. | 5.3111 | 6.2669 | 5.8303 | 6.8145 | 7.3034 | 5.8395 | 5.8662 | 5.8912 | 5.8387 | 6.4303 | 5.8004 | 5.7809
| SPS1 | CH | Process and space heating production in industry sectors¦Wood¦Wood boiler | PJ/yr. | 5.3111 | 6.2669 | 5.8303 | 6.8145 | 7.3034 | 5.8395 | 5.8662 | 5.8912 | 5.8387 | 6.4303 | 5.8004 | 5.7809
| SPS1 | CH | Process and space heating production in industry sectors¦Pellets | PJ/yr. | 0.46152 | 0.54458 | 0.54458 | 0.54458 | 0.54458 | 0.54458 | 0.54459 | 0.54459 | 0.54459 | 0.54459 | 0.5446 | 0.5446
| SPS1 | CH | Process and space heating production in industry sectors¦Pellets¦Pellet boiler | PJ/yr. | 0.46152 | 0.54458 | 0.54458 | 0.54458 | 0.54458 | 0.54458 | 0.54459 | 0.54459 | 0.54459 | 0.54459 | 0.5446 | 0.5446
| SPS1 | CH | Process and space heating production in industry sectors¦Wastes | PJ/yr. | 4.1174 | 4.2663 | 2.9612 | 2.9281 | 2.895 | 2.8804 | 0.00094187 | 0.00010401 | 0.00021008 | 0.00011059 | 0.00016007 | 7.111e-05
| SPS1 | CH | Process and space heating production in industry sectors¦Wastes¦Wastes boiler | PJ/yr. | 4.1174 | 4.2663 | 2.9612 | 2.9281 | 2.895 | 2.8804 | 0.00094187 | 0.00010401 | 0.00021008 | 0.00011059 | 0.00016007 | 7.111e-05
| SPS1 | CH | Process and space heating production in industry sectors¦Solar | PJ/yr. | 0.067632 | 0.08549 | 0.085246 | 0.085528 | 0.08553 | 0.05875 | 0.058108 | 0.05704 | 0.053117 | 0.05367 | 0.0099977 | 0.00097888
| SPS1 | CH | Process and space heating production in industry sectors¦Solar¦Solar thermal | PJ/yr. | 0.067632 | 0.08549 | 0.085246 | 0.085528 | 0.08553 | 0.05875 | 0.058108 | 0.05704 | 0.053117 | 0.05367 | 0.0099977 | 0.00097888
| SPS1 | CH | Process and space heating production in industry sectors¦Hydrogen | PJ/yr. | 0 | 0 | 0 | 0.019258 | 8.1103 | 8.1103 | 8.1103 | 14.2776 | 14.2776 | 14.2776 | 14.2776 | 14.2776
| SPS1 | CH | Process and space heating production in industry sectors¦Hydrogen¦Hydrogen boiler | PJ/yr. | 0 | 0 | 0 | 0.019258 | 8.1103 | 8.1103 | 8.1103 | 14.2776 | 14.2776 | 14.2776 | 14.2776 | 14.2776
| SPS1 | CH | Process and space heating production in industry sectors¦Energy savings | PJ/yr. | 0 | 4.8942 | 4.8942 | 5.5822 | 7.8248 | 7.8815 | 8.0272 | 8.0273 | 8.0272 | 8.0273 | 8.0272 | 8.0273
| SPS1 | CH | Process and space heating production in industry sectors¦Energy savings¦Measures in electric specific uses | PJ/yr. | 0 | 0.85059 | 0.85059 | 0.97031 | 1.8508 | 1.9074 | 2.0531 | 2.0329 | 1.9957 | 1.8691 | 1.8691 | 1.8691
| SPS1 | CH | Process and space heating production in industry sectors¦Energy savings¦Measuers in process and space heating | PJ/yr. | 0 | 4.0436 | 4.0436 | 4.6119 | 5.9741 | 5.9741 | 5.9741 | 5.9944 | 6.0315 | 6.1582 | 6.1581 | 6.1582
| SPS1 | CH | Efficiency in industry sectors | % | bar: 2020 to 2070
| SPS1 | CH | Efficiency in industry sectors¦Electricity¦Electric boiler | % | 84.26% | 84.31% | 84.37% | 84.49% | 84.6% | 84.71% | 84.82% | 84.93% | 84.93% | 84.93% | 84.93% | 84.93%
| SPS1 | CH | Efficiency in industry sectors¦Electricity¦Heat pump electric | % | 308.1% | 310.6% | 314.2% | 320.4% | 326.5% | 332.7% | 338.8% | 344.9% | 344.9% | 344.9% | 344.9% | 344.9%
| SPS1 | CH | Efficiency in industry sectors¦Electricity¦Other electric processes | % | 100% | 100% | 100% | 100% | 100% | 100% | 96.21% | 96.29% | 96.34% | 96.43% | 96.31% | 96.23%
| SPS1 | CH | Efficiency in industry sectors¦Oil¦Light fuel boiler | % | 77.75% | 77.87% | 78.06% | 78.38% | 78.69% | 79% | 79.32% | 79.63% | 79.63% | 79.63% | 79.63% | 79.63%
| SPS1 | CH | Efficiency in industry sectors¦Oil¦Heavy fuel boiler | % | 67.61% | 67.9% | 68.34% | 69.07% | 69.81% | 70.54% | 71.27% | - | - | - | - | -
| SPS1 | CH | Efficiency in industry sectors¦Gas¦Gas boiler | % | 80.5% | 83.5% | 85.28% | 83.69% | 88.79% | 76.51% | 69.86% | 60.56% | 0.1637% | 83.76% | 83.47% | 83.44%
| SPS1 | CH | Efficiency in industry sectors¦Gas¦Heat pump gas | % | 0% | 0% | 0.1446% | 0.1303% | 0.1319% | 34739% | 62633% | 29183% | - | - | - | -
| SPS1 | CH | Efficiency in industry sectors¦Gas¦Biogas boiler | % | 71.01% | 24.5% | 41.98% | 62.39% | 62.39% | 71.03% | 71.48% | 71.93% | 72% | 72% | 72% | 72%
| SPS1 | CH | Efficiency in industry sectors¦Coal¦Coal boiler | % | 66.5% | 66.6% | 66.75% | 67% | 67.25% | 67.5% | 67.75% | 68% | 68% | 68% | 68% | 68%
| SPS1 | CH | Efficiency in industry sectors¦Heat¦On-site CHPs¦Industrial CHPs oil | % | 120.8% | 106% | 93.99% | 98.19% | 93.91% | - | - | - | 94.72% | 94.59% | 94.56% | 94.4%
| SPS1 | CH | Efficiency in industry sectors¦Heat¦On-site CHPs¦Industrial CHPs gas | % | 120.8% | 106% | 93.99% | 98.19% | 93.91% | 93.9% | 94.36% | 94.68% | 94.72% | 94.59% | 94.56% | 94.4%
| SPS1 | CH | Efficiency in industry sectors¦Heat¦On-site CHPs¦Industrial CHPs gas (CCS) | % | - | - | - | - | - | 93.9% | 94.36% | 94.68% | 94.72% | 94.59% | 94.56% | 94.4%
| SPS1 | CH | Efficiency in industry sectors¦Heat¦On-site CHPs¦Industrial CHPs fuel cells (gas reformer) | % | - | - | - | 98.19% | 93.91% | 93.9% | 94.36% | 94.68% | 94.72% | 94.59% | 94.56% | 94.4%
| SPS1 | CH | Efficiency in industry sectors¦Heat¦On-site CHPs¦Industrial CHPs wastes | % | 120.8% | 106% | 93.99% | 98.19% | 93.91% | 93.9% | 94.36% | 94.68% | 94.72% | 94.59% | 94.56% | 94.4%
| SPS1 | CH | Efficiency in industry sectors¦Heat¦On-site CHPs¦Industrial CHPs wastes CCS | % | - | - | - | - | - | 93.9% | 94.36% | 94.68% | 94.72% | 94.59% | 94.56% | 94.4%
| SPS1 | CH | Efficiency in industry sectors¦Heat¦On-site CHPs¦Industrial CHPs wood | % | 120.8% | 106% | 93.99% | 98.19% | 93.91% | 93.9% | 94.36% | 94.68% | 94.72% | 94.59% | 94.56% | 94.4%
| SPS1 | CH | Efficiency in industry sectors¦Heat¦On-site CHPs¦Industrial CHPs wood (CCS) | % | - | - | - | - | - | 93.9% | 94.36% | 94.68% | 94.72% | 94.59% | 94.56% | 94.4%
| SPS1 | CH | Efficiency in industry sectors¦Heat¦On-site CHPs¦Industrial CHPs fuel cells (hydrogen) | % | - | - | - | 98.19% | 93.91% | 93.9% | 94.36% | 94.68% | 94.72% | 94.59% | 94.56% | 94.4%
| SPS1 | CH | Efficiency in industry sectors¦Heat¦District heating | % | 92.45% | 92.65% | 92.94% | 93.44% | 93.93% | 94.43% | 94.71% | 95% | 95% | 95% | 95% | 95%
| SPS1 | CH | Efficiency in industry sectors¦Wood¦Wood boiler | % | 59% | 59.07% | 59.17% | 59.33% | 59.5% | 59.67% | 59.83% | 60% | 60% | 60% | 60% | 60%
| SPS1 | CH | Efficiency in industry sectors¦Pellets¦Pellet boiler | % | 73.75% | 73.83% | 73.96% | 74.17% | 74.38% | 74.58% | 74.79% | 75% | 75% | 75% | 75% | 75%
| SPS1 | CH | Efficiency in industry sectors¦Wastes¦Wastes boiler | % | 52.8% | 52.8% | 52.8% | 52.8% | 52.8% | 52.8% | 53.6% | 54.4% | 54.4% | 54.4% | 54.4% | 54.4%
| SPS1 | CH | Efficiency in industry sectors¦Solar¦Solar thermal | % | 100% | 100% | 100% | 100% | 100% | 100% | 100% | 100% | 100% | 100% | 100% | 100%
| SPS1 | CH | Efficiency in industry sectors¦Hydrogen¦Hydrogen boiler | % | - | - | - | 36% | 78.06% | 78.02% | 78.43% | 80.79% | 81.12% | 81.05% | 81.19% | 81.23%
| SPS1 | CH | Fuel consumption in Services sectors | PJ/yr. | 140.1011 | 139.7969 | 142.829 | 136.272 | 133.7301 | 132.1748 | 126.8937 | 113.4585 | 113.2756 | 114.6229 | 115.358 | 116.8961
| SPS1 | CH | Fuel consumption in Services sectors¦Electricity | PJ/yr. | 60.95 | 60.437 | 65.4899 | 65.6233 | 65.5668 | 65.6158 | 64.7236 | 65.9414 | 66.9635 | 67.6292 | 67.663 | 68.586
| SPS1 | CH | Fuel consumption in Services sectors¦Electricity¦Electric boiler | PJ/yr. | 2.6236 | 0.30991 | 2.4886 | 2.0234 | 1.6973 | 1.4244 | 1.0962 | 1.7038 | 1.6783 | 1.489 | 0.71275 | 0.71285
| SPS1 | CH | Fuel consumption in Services sectors¦Electricity¦Heat pump electric | PJ/yr. | 1.3316 | 1.4252 | 1.463 | 1.5297 | 1.5767 | 1.5329 | 1.4915 | 2.6241 | 2.6241 | 2.6241 | 2.6241 | 2.7726
| SPS1 | CH | Fuel consumption in Services sectors¦Electricity¦Other electric appliances | PJ/yr. | 56.9948 | 58.7019 | 61.5383 | 62.0702 | 62.2928 | 62.6585 | 62.136 | 61.6135 | 62.6611 | 63.5161 | 64.3261 | 65.1006
| SPS1 | CH | Fuel consumption in Services sectors¦Oil¦Total | PJ/yr. | 30.2566 | 26.6937 | 24.7653 | 20.0831 | 14.6547 | 10.5148 | 5.2762 | 4.333 | 0.86372 | 0.86976 | 0.86999 | 0.87013
| SPS1 | CH | Fuel consumption in Services sectors¦Oil¦Total¦Light fuel boiler | PJ/yr. | 30.2566 | 26.6937 | 24.7653 | 20.0831 | 14.6547 | 10.5148 | 5.2762 | 4.333 | 0.86372 | 0.86976 | 0.86999 | 0.87013
| SPS1 | CH | Fuel consumption in Services sectors¦Oil¦Fossil liquids | PJ/yr. | 30.2566 | 26.6937 | 24.7653 | 20.0829 | 14.6544 | 10.5147 | 5.2758 | 0 | 0.00012293 | 0.00014739 | 0.00010233 | 0.00020047
| SPS1 | CH | Fuel consumption in Services sectors¦Oil¦Fossil liquids¦Light fuel oil | PJ/yr. | 30.2566 | 26.6937 | 24.7653 | 20.0829 | 14.6544 | 10.5147 | 5.2758 | 0 | 0.00012293 | 0.00014739 | 0.00010233 | 0.00020047
| SPS1 | CH | Fuel consumption in Services sectors¦Oil¦Fossil liquids¦Light fuel oil¦Light fuel oil boiler | PJ/yr. | 30.2566 | 26.6937 | 24.7653 | 20.0829 | 14.6544 | 10.5147 | 5.2758 | 0 | 0.00012293 | 0.00014739 | 0.00010233 | 0.00020047
| SPS1 | CH | Fuel consumption in Services sectors¦Oil¦Synthetic liquids | PJ/yr. | 0 | 0 | 2.0455e-05 | 0.00015229 | 0.00023466 | 0.00010532 | 0.00032538 | 4.333 | 0.86359 | 0.86961 | 0.86989 | 0.86993
| SPS1 | CH | Fuel consumption in Services sectors¦Oil¦Synthetic liquids¦Light fuel oil boiler | PJ/yr. | 0 | 0 | 2.0455e-05 | 0.00015229 | 0.00023466 | 0.00010532 | 0.00032538 | 4.333 | 0.86359 | 0.86961 | 0.86989 | 0.86993
| SPS1 | CH | Fuel consumption in Services sectors¦Gas¦Total | PJ/yr. | 26.951 | 28.287 | 27.5184 | 26.7806 | 28.0078 | 30.709 | 30.3813 | 18.5808 | 19.0172 | 20.806 | 21.8883 | 21.8162
| SPS1 | CH | Fuel consumption in Services sectors¦Gas¦Total¦Gas boiler | PJ/yr. | 25.5487 | 26.7498 | 25.9618 | 25.2356 | 25.5338 | 26.0156 | 23.2512 | 7.6396 | 4.9993 | 3.1887 | 2.5926 | 2.2989
| SPS1 | CH | Fuel consumption in Services sectors¦Gas¦Total¦Heat pump gas | PJ/yr. | 0 | 0 | 0.000338 | 0.00030869 | 0.040587 | 0.23996 | 0.44363 | 0.47991 | 0.85501 | 1.2591 | 1.6944 | 1.9159
| SPS1 | CH | Fuel consumption in Services sectors¦Gas¦Total¦Biogas boiler | PJ/yr. | 1.4023 | 1.5372 | 1.5563 | 1.5447 | 2.4335 | 4.4534 | 6.6865 | 10.4613 | 13.1629 | 16.3581 | 17.6013 | 17.6013
| SPS1 | CH | Fuel consumption in Services sectors¦Gas¦Fossil gases | PJ/yr. | 25.2601 | 23.378 | 25.9507 | 25.2355 | 25.5336 | 26.0141 | 23.2496 | 6.4617 | 3.4427 | 1.6132 | 1.0142 | 0.71492
| SPS1 | CH | Fuel consumption in Services sectors¦Gas¦Fossil gases¦Gas boiler | PJ/yr. | 25.2601 | 23.378 | 25.9503 | 25.2352 | 25.4931 | 25.7764 | 22.8144 | 6.0797 | 2.9399 | 1.1565 | 0.61333 | 0.38994
| SPS1 | CH | Fuel consumption in Services sectors¦Gas¦Fossil gases¦Heat pump gas | PJ/yr. | 0 | 0 | 0.00033785 | 0.00030868 | 0.040522 | 0.23775 | 0.43529 | 0.38193 | 0.5028 | 0.45666 | 0.40085 | 0.32498
| SPS1 | CH | Fuel consumption in Services sectors¦Gas¦Synthetic gases | PJ/yr. | 1.6908 | 4.909 | 1.5674 | 1.5448 | 2.4336 | 4.4549 | 6.688 | 11.6392 | 14.7195 | 17.9337 | 19.1797 | 19.1853
| SPS1 | CH | Fuel consumption in Services sectors¦Gas¦Synthetic gases¦Gas boiler | PJ/yr. | 0.28856 | 3.3718 | 0.011079 | 6.4663e-05 | 0.00011246 | 0.0014358 | 0.0015208 | 1.1083 | 1.3292 | 1.1296 | 0.95456 | 0.86398
| SPS1 | CH | Fuel consumption in Services sectors¦Gas¦Synthetic gases¦Heat pump gas | PJ/yr. | 0 | 0 | 1.4424e-07 | 7.9096e-10 | 1.7875e-07 | 1.3243e-05 | 2.9016e-05 | 0.069622 | 0.22734 | 0.44601 | 0.62386 | 0.72003
| SPS1 | CH | Fuel consumption in Services sectors¦Gas¦Synthetic gases¦Biogas boiler | PJ/yr. | 1.4023 | 1.5372 | 1.5563 | 1.5447 | 2.4335 | 4.4534 | 6.6865 | 10.4613 | 13.1629 | 16.3581 | 17.6013 | 17.6013
| SPS1 | CH | Fuel consumption in Services sectors¦Heat | PJ/yr. | 7.7269 | 8.3697 | 8.9882 | 8.9882 | 8.9251 | 8.0977 | 8.8081 | 8.7398 | 10.7197 | 10.8045 | 10.6735 | 10.3363
| SPS1 | CH | Fuel consumption in Services sectors¦Heat¦On-site CHPs | PJ/yr. | 2.1169 | 2.293 | 2.9115 | 2.9115 | 2.8484 | 2.0209 | 1.9767 | 1.9084 | 2.3099 | 2.3947 | 2.2638 | 1.9265
| SPS1 | CH | Fuel consumption in Services sectors¦Heat¦On-site CHPs¦Services sectors CHPs (bio)gas | PJ/yr. | 1.4243 | 1.5542 | 1.4357 | 1.2432 | 1.256 | 1.0351 | 1.9638 | 1.8898 | 2.2929 | 2.3871 | 2.2608 | 1.9194
| SPS1 | CH | Fuel consumption in Services sectors¦Heat¦On-site CHPs¦Services sectors CHPs gas | PJ/yr. | 0.69258 | 0.73875 | 1.4758 | 1.6675 | 1.5911 | 0.97901 | 0 | 0 | 0.00078776 | 0.00056651 | 0.0003926 | 0.00087249
| SPS1 | CH | Fuel consumption in Services sectors¦Heat¦On-site CHPs¦Services sectors CHPs fuel cells (gas reformer) | PJ/yr. | 0 | 0 | 0 | 0 | 0 | 0 | 0 | 0 | 8.2535e-05 | 9.076e-05 | 6.038e-05 | 0.00014108
| SPS1 | CH | Fuel consumption in Services sectors¦Heat¦On-site CHPs¦Services sectors CHPs wood | PJ/yr. | 0 | 0 | 0 | 0.00039403 | 0.0003691 | 0.0032636 | 0.0023406 | 0.0012887 | 0.001704 | 0.00073417 | 0.0005029 | 0.00076626
| SPS1 | CH | Fuel consumption in Services sectors¦Heat¦On-site CHPs¦Services sectors CHPs fuel cells (hydrogen) | PJ/yr. | 0 | 0 | 0 | 0.00038679 | 0.00091956 | 0.0035737 | 0.01055 | 0.017322 | 0.014513 | 0.0062266 | 0.0019905 | 0.005344
| SPS1 | CH | Fuel consumption in Services sectors¦Heat¦District heating | PJ/yr. | 5.61 | 6.0767 | 6.0767 | 6.0767 | 6.0767 | 6.0767 | 6.8314 | 6.8314 | 8.4097 | 8.4097 | 8.4097 | 8.4098
| SPS1 | CH | Fuel consumption in Services sectors¦Wood | PJ/yr. | 8.5744 | 9.7296 | 9.6558 | 8.012 | 8.1502 | 6.0194 | 5.3602 | 0.53709 | 0.52908 | 0.53277 | 0.53292 | 1.4947
| SPS1 | CH | Fuel consumption in Services sectors¦Wood¦Wood boiler | PJ/yr. | 8.5744 | 9.7296 | 9.6558 | 8.012 | 8.1502 | 6.0194 | 5.3602 | 0.53709 | 0.52908 | 0.53277 | 0.53292 | 1.4947
| SPS1 | CH | Fuel consumption in Services sectors¦Pellets | PJ/yr. | 2.0856 | 2.4001 | 2.3592 | 2.4169 | 2.5694 | 2.8694 | 2.7932 | 2.4882 | 2.4509 | 2.468 | 2.4687 | 2.4691
| SPS1 | CH | Fuel consumption in Services sectors¦Pellets¦Pellet boiler | PJ/yr. | 2.0856 | 2.4001 | 2.3592 | 2.4169 | 2.5694 | 2.8694 | 2.7932 | 2.4882 | 2.4509 | 2.468 | 2.4687 | 2.4691
| SPS1 | CH | Fuel consumption in Services sectors¦Solar | PJ/yr. | 0.62699 | 0.68733 | 0.68726 | 0.69571 | 1.6553 | 3.4125 | 3.3514 | 3.5451 | 3.5457 | 3.5454 | 3.5456 | 3.3926
| SPS1 | CH | Fuel consumption in Services sectors¦Solar¦Solar thermal | PJ/yr. | 0.62699 | 0.68733 | 0.68726 | 0.69571 | 1.6553 | 3.4125 | 3.3514 | 3.5451 | 3.5457 | 3.5454 | 3.5456 | 3.3926
| SPS1 | CH | Fuel consumption in Services sectors¦Hydrogen | PJ/yr. | 0 | 0 | 0 | 0.00079348 | 0.25899 | 0.95062 | 2.1727 | 1.9455 | 1.8383 | 0.61974 | 0.36841 | 0.1679
| SPS1 | CH | Fuel consumption in Services sectors¦Hydrogen¦From gas grid (mixed with methane) | PJ/yr. | 0 | 0 | 0 | 0 | 0 | 0 | 0 | 0 | 0 | 0 | 0 | 0
| SPS1 | CH | Fuel consumption in Services sectors¦Hydrogen¦From hydrogen grid | PJ/yr. | 0 | 0 | 0 | 0.00079348 | 0.25899 | 0.95062 | 2.1727 | 1.9455 | 1.8383 | 0.61974 | 0.36841 | 0.1679
| SPS1 | CH | Fuel consumption in Services sectors¦Hydrogen¦From hydrogen grid¦Hydrogen boiler | PJ/yr. | 0 | 0 | 0 | 0.00079348 | 0.25899 | 0.95062 | 2.1727 | 1.9455 | 1.8383 | 0.61974 | 0.36841 | 0.1679
| SPS1 | CH | Fuel consumption in Services sectors¦Ambient heat | PJ/yr. | 2.9296 | 3.1924 | 3.3649 | 3.6714 | 3.9418 | 3.9856 | 4.027 | 7.3476 | 7.3476 | 7.3476 | 7.3476 | 7.7633
| SPS1 | CH | Fuel consumption in Services sectors¦Ambient heat¦Heat pump electric | PJ/yr. | 2.9296 | 3.1924 | 3.3649 | 3.6714 | 3.9418 | 3.9856 | 4.027 | 7.3476 | 7.3476 | 7.3476 | 7.3476 | 7.7633
| SPS1 | CH | Fuel consumption in Services sectors¦Ambient heat¦Heat pump gas | PJ/yr. | 0 | 0 | 0.00033124 | 0.00032103 | 0.044645 | 0.27835 | 0.54123 | 0.61429 | 1.0944 | 1.6116 | 2.1688 | 2.4524
| SPS1 | CH | Space water and process heat production in Services sectors | PJ/yr. | 73.2383 | 78.633 | 79.1127 | 77.711 | 75.7792 | 74.9187 | 72.6464 | 69.9527 | 69.199 | 69.5839 | 69.58 | 70.1775
| SPS1 | CH | Space water and process heat production in Services sectors¦Electricity | PJ/yr. | 63.65 | 63.6031 | 68.6526 | 69.143 | 69.3919 | 69.5124 | 68.689 | 73.2038 | 74.2271 | 74.9023 | 74.9749 | 76.3137
| SPS1 | CH | Space water and process heat production in Services sectors¦Electricity¦Electric boiler | PJ/yr. | 2.394 | 0.28357 | 2.2864 | 1.8716 | 1.5806 | 1.3354 | 1.0345 | 1.6186 | 1.5943 | 1.4146 | 0.67711 | 0.6772
| SPS1 | CH | Space water and process heat production in Services sectors¦Electricity¦Heat pump electric | PJ/yr. | 4.2612 | 4.6176 | 4.8279 | 5.2011 | 5.5185 | 5.5185 | 5.5185 | 9.9717 | 9.9717 | 9.9717 | 9.9717 | 10.5359
| SPS1 | CH | Space water and process heat production in Services sectors¦Electricity¦Other electric appliances | PJ/yr. | 56.9948 | 58.7019 | 61.5383 | 62.0702 | 62.2928 | 62.6585 | 62.136 | 61.6135 | 62.6611 | 63.5161 | 64.3261 | 65.1006
| SPS1 | CH | Space water and process heat production in Services sectors¦Oil | PJ/yr. | 24.8431 | 21.961 | 20.4349 | 16.653 | 12.2125 | 8.8061 | 4.4188 | 3.6289 | 0.72336 | 0.72842 | 0.72862 | 0.72874
| SPS1 | CH | Space water and process heat production in Services sectors¦Oil¦Light fuel boiler | PJ/yr. | 24.8431 | 21.961 | 20.4349 | 16.653 | 12.2125 | 8.8061 | 4.4188 | 3.6289 | 0.72336 | 0.72842 | 0.72862 | 0.72874
| SPS1 | CH | Space water and process heat production in Services sectors¦Gas | PJ/yr. | 25.4128 | 26.6677 | 25.9386 | 25.2414 | 26.404 | 29.0322 | 28.9027 | 17.2208 | 17.5002 | 19.02 | 20.1056 | 20.1064
| SPS1 | CH | Space water and process heat production in Services sectors¦Gas¦Gas boiler | PJ/yr. | 24.1897 | 25.3269 | 24.5805 | 23.8935 | 24.1963 | 24.6296 | 22.0859 | 7.0022 | 4.07 | 1.8817 | 0.89053 | 0.38623
| SPS1 | CH | Space water and process heat production in Services sectors¦Gas¦Heat pump gas | PJ/yr. | 0 | 0 | 0.00066923 | 0.00062972 | 0.085232 | 0.51831 | 0.98486 | 1.0942 | 1.9494 | 2.8707 | 3.8632 | 4.3683
| SPS1 | CH | Space water and process heat production in Services sectors¦Gas¦Biogas boiler | PJ/yr. | 1.2231 | 1.3408 | 1.3574 | 1.3473 | 2.1225 | 3.8843 | 5.8319 | 9.1244 | 11.4807 | 14.2676 | 15.3519 | 15.3519
| SPS1 | CH | Space water and process heat production in Services sectors¦Heat | PJ/yr. | 7.6496 | 8.286 | 8.8983 | 8.8983 | 8.8359 | 8.0167 | 8.72 | 8.6524 | 10.6125 | 10.6964 | 10.5668 | 10.2329
| SPS1 | CH | Space water and process heat production in Services sectors¦Heat¦On-site CHPs | PJ/yr. | 2.0957 | 2.2701 | 2.8823 | 2.8824 | 2.82 | 2.0007 | 1.957 | 1.8893 | 2.2868 | 2.3708 | 2.2411 | 1.9072
| SPS1 | CH | Space water and process heat production in Services sectors¦Heat¦On-site CHPs¦Services sectors CHPs (bio)gas | PJ/yr. | 1.4101 | 1.5387 | 1.4213 | 1.2308 | 1.2434 | 1.0248 | 1.9442 | 1.8709 | 2.2699 | 2.3633 | 2.2382 | 1.9002
| SPS1 | CH | Space water and process heat production in Services sectors¦Heat¦On-site CHPs¦Services sectors CHPs gas | PJ/yr. | 0.68565 | 0.73136 | 1.461 | 1.6508 | 1.5752 | 0.96922 | 0 | 0 | 0.00077988 | 0.00056084 | 0.00038868 | 0.00086377
| SPS1 | CH | Space water and process heat production in Services sectors¦Heat¦On-site CHPs¦Services sectors CHPs fuel cells (gas reformer) | PJ/yr. | 0 | 0 | 0 | 0 | 0 | 0 | 0 | 0 | 8.1709e-05 | 8.9852e-05 | 5.9776e-05 | 0.00013967
| SPS1 | CH | Space water and process heat production in Services sectors¦Heat¦On-site CHPs¦Services sectors CHPs wood | PJ/yr. | 0 | 0 | 0 | 0.00039008 | 0.00036541 | 0.003231 | 0.0023172 | 0.0012758 | 0.001687 | 0.00072682 | 0.00049787 | 0.0007586
| SPS1 | CH | Space water and process heat production in Services sectors¦Heat¦On-site CHPs¦Services sectors CHPs fuel cells (hydrogen) | PJ/yr. | 0 | 0 | 0 | 0.00038292 | 0.00091037 | 0.0035379 | 0.010444 | 0.017149 | 0.014368 | 0.0061643 | 0.0019706 | 0.0052906
| SPS1 | CH | Space water and process heat production in Services sectors¦Heat¦District heating | PJ/yr. | 5.5539 | 6.0159 | 6.0159 | 6.0159 | 6.0159 | 6.0159 | 6.7631 | 6.7631 | 8.3256 | 8.3257 | 8.3257 | 8.3257
| SPS1 | CH | Space water and process heat production in Services sectors¦Wood | PJ/yr. | 6.1735 | 7.0053 | 6.9522 | 5.7686 | 5.8681 | 4.334 | 3.8594 | 0.38671 | 0.38094 | 0.3836 | 0.3837 | 1.0762
| SPS1 | CH | Space water and process heat production in Services sectors¦Wood¦Wood boiler | PJ/yr. | 6.1735 | 7.0053 | 6.9522 | 5.7686 | 5.8681 | 4.334 | 3.8594 | 0.38671 | 0.38094 | 0.3836 | 0.3837 | 1.0762
| SPS1 | CH | Space water and process heat production in Services sectors¦Pellets | PJ/yr. | 1.8771 | 2.1601 | 2.1233 | 2.1752 | 2.3125 | 2.5825 | 2.5138 | 2.2394 | 2.2058 | 2.2212 | 2.2218 | 2.2222
| SPS1 | CH | Space water and process heat production in Services sectors¦Pellets¦Pellet boiler | PJ/yr. | 1.8771 | 2.1601 | 2.1233 | 2.1752 | 2.3125 | 2.5825 | 2.5138 | 2.2394 | 2.2058 | 2.2212 | 2.2218 | 2.2222
| SPS1 | CH | Space water and process heat production in Services sectors¦Solar | PJ/yr. | 0.62699 | 0.68733 | 0.68726 | 0.69571 | 1.6553 | 3.4125 | 3.3514 | 3.5451 | 3.5457 | 3.5454 | 3.5456 | 3.3926
| SPS1 | CH | Space water and process heat production in Services sectors¦Solar¦Solar thermal | PJ/yr. | 0.62699 | 0.68733 | 0.68726 | 0.69571 | 1.6553 | 3.4125 | 3.3514 | 3.5451 | 3.5457 | 3.5454 | 3.5456 | 3.3926
| SPS1 | CH | Space water and process heat production in Services sectors¦Hydrogen | PJ/yr. | 0 | 0 | 0 | 0.00026894 | 0.18609 | 0.67509 | 1.5656 | 1.6186 | 1.5943 | 0.53204 | 0.3087 | 0.13539
| SPS1 | CH | Space water and process heat production in Services sectors¦Hydrogen¦Hydrogen boiler | PJ/yr. | 0 | 0 | 0 | 0.00026894 | 0.18609 | 0.67509 | 1.5656 | 1.6186 | 1.5943 | 0.53204 | 0.3087 | 0.13539
| SPS1 | CH | Space water and process heat production in Services sectors¦Energy savings | PJ/yr. | 0 | 6.9643 | 6.9639 | 11.2056 | 11.2057 | 11.2057 | 12.7617 | 21.0704 | 21.0702 | 21.0704 | 21.0703 | 21.0702
| SPS1 | CH | Efficiency in Services sectors | % | bar: 2020 to 2070
| SPS1 | CH | Efficiency in Services sectors¦Electricity¦Electric boiler | % | 91.25% | 91.5% | 91.88% | 92.5% | 93.12% | 93.75% | 94.38% | 95% | 95% | 95% | 95% | 95%
| SPS1 | CH | Efficiency in Services sectors¦Electricity¦Heat pump electric | % | 320% | 324% | 330% | 340% | 350% | 360% | 370% | 380% | 380% | 380% | 380% | 380%
| SPS1 | CH | Efficiency in Services sectors¦Electricity¦Other electric appliances | % | 100% | 100% | 100% | 100% | 100% | 100% | 100% | 100% | 100% | 100% | 100% | 100%
| SPS1 | CH | Efficiency in Services sectors¦Oil¦Total¦Light fuel boiler | % | 82.11% | 82.27% | 82.51% | 82.92% | 83.34% | 83.75% | 83.75% | 83.75% | 83.75% | 83.75% | 83.75% | 83.75%
| SPS1 | CH | Efficiency in Services sectors¦Gas¦Total¦Gas boiler | % | 94.68% | 94.68% | 94.68% | 94.68% | 94.76% | 94.67% | 94.99% | 91.66% | 81.41% | 59.01% | 34.35% | 16.8%
| SPS1 | CH | Efficiency in Services sectors¦Gas¦Total¦Heat pump gas | % | - | - | 198% | 204% | 210% | 216% | 222% | 228% | 228% | 228% | 228% | 228%
| SPS1 | CH | Efficiency in Services sectors¦Gas¦Total¦Biogas boiler | % | 87.22% | 87.22% | 87.22% | 87.22% | 87.22% | 87.22% | 87.22% | 87.22% | 87.22% | 87.22% | 87.22% | 87.22%
| SPS1 | CH | Efficiency in Services sectors¦Heat¦On-site CHPs¦Services sectors CHPs (bio)gas | % | 99% | 99% | 99% | 99% | 99% | 99% | 99% | 99% | 99% | 99% | 99% | 99%
| SPS1 | CH | Efficiency in Services sectors¦Heat¦On-site CHPs¦Services sectors CHPs gas | % | 99% | 99% | 99% | 99% | 99% | 99% | - | - | 99% | 99% | 99% | 99%
| SPS1 | CH | Efficiency in Services sectors¦Heat¦On-site CHPs¦Services sectors CHPs fuel cells (gas reformer) | % | - | - | - | - | - | - | - | - | 99% | 99% | 99% | 99%
| SPS1 | CH | Efficiency in Services sectors¦Heat¦On-site CHPs¦Services sectors CHPs wood | % | - | - | - | 99% | 99% | 99% | 99% | 99% | 99% | 99% | 99% | 99%
| SPS1 | CH | Efficiency in Services sectors¦Heat¦On-site CHPs¦Services sectors CHPs fuel cells (hydrogen) | % | - | - | - | 99% | 99% | 99% | 99% | 99% | 99% | 99% | 99% | 99%
| SPS1 | CH | Efficiency in Services sectors¦Heat¦District heating | % | 99% | 99% | 99% | 99% | 99% | 99% | 99% | 99% | 99% | 99% | 99% | 99%
| SPS1 | CH | Efficiency in Services sectors¦Wood¦Wood boiler | % | 72% | 72% | 72% | 72% | 72% | 72% | 72% | 72% | 72% | 72% | 72% | 72%
| SPS1 | CH | Efficiency in Services sectors¦Pellets¦Pellet boiler | % | 90% | 90% | 90% | 90% | 90% | 90% | 90% | 90% | 90% | 90% | 90% | 90%
| SPS1 | CH | Efficiency in Services sectors¦Solar¦Solar thermal | % | 100% | 100% | 100% | 100% | 100% | 100% | 100% | 100% | 100% | 100% | 100% | 100%
| SPS1 | CH | Efficiency in Services sectors¦Hydrogen¦Hydrogen boiler | % | - | - | - | 33.89% | 71.85% | 71.02% | 72.06% | 83.2% | 86.73% | 85.85% | 83.79% | 80.63%
| SPS1 | CH | Fuel consumption in Residential sector | PJ/yr. | 217.2894 | 218.1509 | 218.5923 | 213.9119 | 207.9881 | 198.6442 | 194.5512 | 192.9 | 189.3549 | 185.536 | 186.1196 | 175.943
| SPS1 | CH | Fuel consumption in Residential sector¦Electricity | PJ/yr. | 69.47 | 70.0284 | 71.0763 | 67.983 | 67.6084 | 64.707 | 66.6188 | 71.303 | 76.8712 | 78.4441 | 78.6218 | 74.6693
| SPS1 | CH | Fuel consumption in Residential sector¦Electricity¦Space heating | PJ/yr. | 15.3332 | 15.1158 | 15.9891 | 15.0452 | 15.9385 | 14.7898 | 16.4635 | 19.8498 | 23.0241 | 23.8721 | 23.7205 | 21.211
| SPS1 | CH | Fuel consumption in Residential sector¦Electricity¦Space heating¦Electric boiler | PJ/yr. | 9.3768 | 8.1379 | 8.5624 | 5.3845 | 3.0074 | 1.8722 | 1.2361 | 1.4276 | 3.2462 | 3.792 | 3.6403 | 1.1309
| SPS1 | CH | Fuel consumption in Residential sector¦Electricity¦Space heating¦Heat pump electric | PJ/yr. | 5.9564 | 6.9778 | 7.4268 | 9.6606 | 12.9312 | 12.9176 | 15.2274 | 18.4222 | 19.7779 | 20.0801 | 20.0802 | 20.0802
| SPS1 | CH | Fuel consumption in Residential sector¦Electricity¦Water heating | PJ/yr. | 9.5599 | 10.0853 | 10.4536 | 8.0995 | 6.6398 | 4.8654 | 5.2819 | 6.5211 | 8.3713 | 8.7124 | 8.6285 | 7.1693
| SPS1 | CH | Fuel consumption in Residential sector¦Electricity¦Water heating¦Electric boiler | PJ/yr. | 8.411 | 8.7989 | 8.7009 | 5.4749 | 2.7123 | 1.6781 | 1.1012 | 1.264 | 2.8742 | 3.3574 | 3.2231 | 1.0014
| SPS1 | CH | Fuel consumption in Residential sector¦Electricity¦Water heating¦Heat pump electric | PJ/yr. | 1.1489 | 1.2864 | 1.7528 | 2.6246 | 3.9275 | 3.1873 | 4.1807 | 5.2571 | 5.4971 | 5.355 | 5.4054 | 6.1679
| SPS1 | CH | Fuel consumption in Residential sector¦Electricity¦Other appliances | PJ/yr. | 44.5769 | 44.8273 | 44.6335 | 44.8383 | 45.0301 | 45.0519 | 44.8735 | 44.9321 | 45.4758 | 45.8595 | 46.2728 | 46.289
| SPS1 | CH | Fuel consumption in Residential sector¦Oil¦Total | PJ/yr. | 60.2318 | 51.32 | 50.1051 | 41.5852 | 20.3849 | 9.1879 | 5.8332 | 5.833 | 5.3411 | 2.9157 | 2.9157 | 0.64704
| SPS1 | CH | Fuel consumption in Residential sector¦Oil¦Fossil liquids | PJ/yr. | 60.2318 | 51.32 | 50.1051 | 41.585 | 20.3847 | 9.1878 | 5.8329 | 0 | 0.00012114 | 0.00014594 | 0.00010113 | 0.0001965
| SPS1 | CH | Fuel consumption in Residential sector¦Oil¦Synthetic liquids | PJ/yr. | 0 | 0 | 2.0465e-05 | 0.0001526 | 0.00023443 | 0.00010536 | 0.00034159 | 5.833 | 5.341 | 2.9156 | 2.9156 | 0.64685
| SPS1 | CH | Fuel consumption in Residential sector¦Oil¦Total¦Space heating | PJ/yr. | 50.3714 | 42.9252 | 44.7916 | 40.1787 | 19.903 | 9.1874 | 5.8327 | 5.8327 | 5.341 | 2.9154 | 2.9154 | 0.64654
| SPS1 | CH | Fuel consumption in Residential sector¦Oil¦Total¦Space heating¦Light fuel boiler | PJ/yr. | 50.3714 | 42.9252 | 44.7916 | 40.1787 | 19.903 | 9.1874 | 5.8327 | 5.8327 | 5.341 | 2.9154 | 2.9154 | 0.64654
| SPS1 | CH | Fuel consumption in Residential sector¦Oil¦Fossil liquids¦Space heating | PJ/yr. | 50.3714 | 42.9252 | 44.7916 | 40.1786 | 19.9028 | 9.1872 | 5.8324 | 0 | 0.00012114 | 0.00014593 | 0.00010113 | 0.00019635
| SPS1 | CH | Fuel consumption in Residential sector¦Oil¦Fossil liquids¦Space heating¦Light fuel boiler | PJ/yr. | 50.3714 | 42.9252 | 44.7916 | 40.1786 | 19.9028 | 9.1872 | 5.8324 | 0 | 0.00012114 | 0.00014593 | 0.00010113 | 0.00019635
| SPS1 | CH | Fuel consumption in Residential sector¦Oil¦Synthetic liquids¦Space heating | PJ/yr. | 0 | 0 | 1.8294e-05 | 0.00014744 | 0.00022889 | 0.00010535 | 0.00034157 | 5.8327 | 5.3408 | 2.9153 | 2.9153 | 0.64634
| SPS1 | CH | Fuel consumption in Residential sector¦Oil¦Synthetic liquids¦Space heating¦Light fuel boiler | PJ/yr. | 0 | 0 | 1.8294e-05 | 0.00014744 | 0.00022889 | 0.00010535 | 0.00034157 | 5.8327 | 5.3408 | 2.9153 | 2.9153 | 0.64634
| SPS1 | CH | Fuel consumption in Residential sector¦Oil¦Total¦Water heating | PJ/yr. | 9.8604 | 8.3948 | 5.3135 | 1.4064 | 0.48188 | 0.00059821 | 0.00045689 | 0.00025162 | 0.00015988 | 0.00027103 | 0.00023504 | 0.00050144
| SPS1 | CH | Fuel consumption in Residential sector¦Oil¦Total¦Water heating¦Light fuel boiler | PJ/yr. | 9.8604 | 8.3948 | 5.3135 | 1.4064 | 0.48188 | 0.00059821 | 0.00045689 | 0.00025162 | 0.00015988 | 0.00027103 | 0.00023504 | 0.00050144
| SPS1 | CH | Fuel consumption in Residential sector¦Oil¦Fossil liquids¦Water heating¦Light fuel boiler | PJ/yr. | 9.8604 | 8.3948 | 5.3135 | 1.4064 | 0.48188 | 0.00059821 | 0.00045687 | 0 | 3.6262e-09 | 1.3566e-08 | 8.1525e-09 | 1.5228e-07
| SPS1 | CH | Fuel consumption in Residential sector¦Oil¦Synthetic liquids¦Water heating¦Light fuel boiler | PJ/yr. | 0 | 0 | 2.1702e-06 | 5.161e-06 | 5.5417e-06 | 6.8599e-09 | 2.6756e-08 | 0.00025162 | 0.00015988 | 0.00027102 | 0.00023503 | 0.00050129
| SPS1 | CH | Fuel consumption in Residential sector¦Gas¦Total | PJ/yr. | 47.0019 | 48.1744 | 48.0935 | 52.4179 | 51.6353 | 51.5397 | 40.8824 | 19.4993 | 10.6751 | 7.9629 | 7.9802 | 6.5692
| SPS1 | CH | Fuel consumption in Residential sector¦Gas¦Fossil gases | PJ/yr. | 46.6903 | 48.174 | 48.0931 | 52.4175 | 51.6349 | 51.5381 | 40.8809 | 17.6147 | 6.6064 | 3.9254 | 3.9325 | 2.5976
| SPS1 | CH | Fuel consumption in Residential sector¦Gas¦Synthetic gases | PJ/yr. | 0.31162 | 0.00039302 | 0.00039066 | 0.00039143 | 0.00039117 | 0.0015821 | 0.0015637 | 1.8845 | 4.0687 | 4.0375 | 4.0477 | 3.9715
| SPS1 | CH | Fuel consumption in Residential sector¦Gas¦Total¦Space heating | PJ/yr. | 38.4947 | 41.4306 | 39.6977 | 39.6978 | 41.3523 | 39.5031 | 33.1566 | 17.1213 | 9.2157 | 6.8923 | 6.8923 | 5.6183
| SPS1 | CH | Fuel consumption in Residential sector¦Gas¦Total¦Space heating¦Gas boiler | PJ/yr. | 38.4947 | 41.4306 | 39.6956 | 39.6956 | 37.5558 | 33.5666 | 27.3909 | 13.2877 | 7.3126 | 5.1892 | 5.1892 | 3.9152
| SPS1 | CH | Fuel consumption in Residential sector¦Gas¦Total¦Space heating¦Heat pump gas | PJ/yr. | 0 | 0 | 0.0021318 | 0.0022309 | 3.7964 | 5.9365 | 5.7656 | 3.8336 | 1.903 | 1.7031 | 1.7031 | 1.7031
| SPS1 | CH | Fuel consumption in Residential sector¦Gas¦Fossil gases¦Space heating | PJ/yr. | 38.2394 | 41.4302 | 39.6974 | 39.6975 | 41.3519 | 39.5019 | 33.1553 | 15.4665 | 5.7032 | 3.3976 | 3.3964 | 2.2217
| SPS1 | CH | Fuel consumption in Residential sector¦Gas¦Fossil gases¦Space heating¦Gas boiler | PJ/yr. | 38.2394 | 41.4302 | 39.6953 | 39.6953 | 37.5556 | 33.5656 | 27.3899 | 12.0035 | 4.5255 | 2.5581 | 2.5572 | 1.5482
| SPS1 | CH | Fuel consumption in Residential sector¦Gas¦Fossil gases¦Space heating¦Heat pump gas | PJ/yr. | 0 | 0 | 0.0021318 | 0.0022309 | 3.7964 | 5.9363 | 5.7654 | 3.4631 | 1.1777 | 0.83955 | 0.83924 | 0.67345
| SPS1 | CH | Fuel consumption in Residential sector¦Gas¦Synthetic gases¦Space heating | PJ/yr. | 0.25522 | 0.000338 | 0.00032246 | 0.00029644 | 0.00031327 | 0.0012126 | 0.0012682 | 1.6547 | 3.5125 | 3.4947 | 3.4959 | 3.3967
| SPS1 | CH | Fuel consumption in Residential sector¦Gas¦Synthetic gases¦Space heating¦Gas boiler | PJ/yr. | 0.25522 | 0.000338 | 0.00032244 | 0.00029643 | 0.00028451 | 0.0010304 | 0.0010477 | 1.2842 | 2.7871 | 2.6312 | 2.6321 | 2.367
| SPS1 | CH | Fuel consumption in Residential sector¦Gas¦Synthetic gases¦Space heating¦Heat pump gas | PJ/yr. | 0 | 0 | 1.7316e-08 | 1.6659e-08 | 2.876e-05 | 0.00018223 | 0.00022053 | 0.3705 | 0.72533 | 0.86354 | 0.86383 | 1.0296
| SPS1 | CH | Fuel consumption in Residential sector¦Gas¦Total¦Water heating | PJ/yr. | 8.5073 | 6.7438 | 8.3957 | 12.7201 | 10.2831 | 12.0366 | 7.7259 | 2.378 | 1.4594 | 1.0705 | 1.0879 | 0.95084
| SPS1 | CH | Fuel consumption in Residential sector¦Gas¦Total¦Water heating¦Gas boiler | PJ/yr. | 8.5073 | 6.7438 | 8.3952 | 12.7195 | 9.13 | 10.02 | 5.5244 | 1.4161 | 0.98197 | 0.64323 | 0.66062 | 0.52353
| SPS1 | CH | Fuel consumption in Residential sector¦Gas¦Total¦Water heating¦Heat pump gas | PJ/yr. | 0 | 0 | 0.00050315 | 0.00060507 | 1.1531 | 2.0167 | 2.2015 | 0.96186 | 0.47748 | 0.42731 | 0.42731 | 0.42731
| SPS1 | CH | Fuel consumption in Residential sector¦Gas¦Fossil gases¦Water heating | PJ/yr. | 8.4509 | 6.7438 | 8.3957 | 12.72 | 10.283 | 12.0363 | 7.7256 | 2.1482 | 0.90319 | 0.52773 | 0.53611 | 0.37599
| SPS1 | CH | Fuel consumption in Residential sector¦Gas¦Fossil gases¦Water heating¦Gas boiler | PJ/yr. | 8.4509 | 6.7438 | 8.3952 | 12.7194 | 9.1299 | 10.0197 | 5.5242 | 1.2793 | 0.6077 | 0.31708 | 0.32554 | 0.20702
| SPS1 | CH | Fuel consumption in Residential sector¦Gas¦Fossil gases¦Water heating¦Heat pump gas | PJ/yr. | 0 | 0 | 0.00050314 | 0.00060506 | 1.153 | 2.0166 | 2.2014 | 0.8689 | 0.29549 | 0.21065 | 0.21057 | 0.16897
| SPS1 | CH | Fuel consumption in Residential sector¦Gas¦Synthetic gases¦Water heating | PJ/yr. | 0.056403 | 5.5018e-05 | 6.8197e-05 | 9.4987e-05 | 7.7901e-05 | 0.00036949 | 0.0002955 | 0.22983 | 0.55625 | 0.54281 | 0.55182 | 0.57485
| SPS1 | CH | Fuel consumption in Residential sector¦Gas¦Synthetic gases¦Water heating¦Gas boiler | PJ/yr. | 0.056403 | 5.5018e-05 | 6.8193e-05 | 9.4983e-05 | 6.9166e-05 | 0.00030759 | 0.0002113 | 0.13687 | 0.37427 | 0.32615 | 0.33508 | 0.31651
| SPS1 | CH | Fuel consumption in Residential sector¦Gas¦Synthetic gases¦Water heating¦Heat pump gas | PJ/yr. | 0 | 0 | 4.087e-09 | 4.5184e-09 | 8.7351e-06 | 6.1907e-05 | 8.4203e-05 | 0.092961 | 0.18199 | 0.21667 | 0.21674 | 0.25834
| SPS1 | CH | Fuel consumption in Residential sector¦Coal | PJ/yr. | 0.1 | 0.1 | 0.00064051 | 0.00039177 | 0.00015246 | 0 | 0 | 0 | 0 | 0 | 0 | 0
| SPS1 | CH | Fuel consumption in Residential sector¦Coal¦Space heating | PJ/yr. | 0.1 | 0.1 | 0.00064051 | 0.00039177 | 0.00015246 | 0 | 0 | 0 | 0 | 0 | 0 | 0
| SPS1 | CH | Fuel consumption in Residential sector¦Coal¦Space heating¦Coal boiler | PJ/yr. | 0.1 | 0.1 | 0.00064051 | 0.00039177 | 0.00015246 | 0 | 0 | 0 | 0 | 0 | 0 | 0
| SPS1 | CH | Fuel consumption in Residential sector¦Coal¦Water heating | PJ/yr. | 0 | 0 | 0 | 0 | 0 | 0 | 0 | 0 | 0 | 0 | 0 | 0
| SPS1 | CH | Fuel consumption in Residential sector¦Coal¦Water heating¦Coal boiler | PJ/yr. | 0 | 0 | 0 | 0 | 0 | 0 | 0 | 0 | 0 | 0 | 0 | 0
| SPS1 | CH | Fuel consumption in Residential sector¦Wood | PJ/yr. | 13.723 | 14.0258 | 11.9845 | 9.923 | 8.9091 | 6.973 | 6.0634 | 5.4732 | 4.8427 | 4.4292 | 4.4142 | 3.4744
| SPS1 | CH | Fuel consumption in Residential sector¦Wood¦Space heating | PJ/yr. | 12.6821 | 12.8313 | 11.3217 | 9.3743 | 8.4165 | 6.5875 | 5.7281 | 5.1706 | 4.5749 | 4.1842 | 4.1701 | 3.2823
| SPS1 | CH | Fuel consumption in Residential sector¦Wood¦Space heating¦Wood boiler | PJ/yr. | 12.6821 | 12.8313 | 11.3217 | 9.3743 | 8.4165 | 6.5875 | 5.7281 | 5.1706 | 4.5749 | 4.1842 | 4.1701 | 3.2823
| SPS1 | CH | Fuel consumption in Residential sector¦Wood¦Water heating | PJ/yr. | 1.0409 | 1.1945 | 0.66273 | 0.54872 | 0.49265 | 0.38559 | 0.33529 | 0.30265 | 0.26779 | 0.24492 | 0.24409 | 0.19213
| SPS1 | CH | Fuel consumption in Residential sector¦Wood¦Water heating¦Wood boiler | PJ/yr. | 1.0409 | 1.1945 | 0.66273 | 0.54872 | 0.49265 | 0.38559 | 0.33529 | 0.30265 | 0.26779 | 0.24492 | 0.24409 | 0.19213
| SPS1 | CH | Fuel consumption in Residential sector¦Pellets | PJ/yr. | 3.2682 | 3.832 | 3.73 | 3.883 | 4.0213 | 4.134 | 4.2259 | 4.3123 | 4.375 | 4.4463 | 4.4465 | 4.4465
| SPS1 | CH | Fuel consumption in Residential sector¦Pellets¦Space heating | PJ/yr. | 2.9965 | 3.5202 | 3.5237 | 3.6682 | 3.7989 | 3.9054 | 3.9922 | 4.0739 | 4.1331 | 4.2004 | 4.2006 | 4.2006
| SPS1 | CH | Fuel consumption in Residential sector¦Pellets¦Space heating¦Pellets boiler | PJ/yr. | 2.9965 | 3.5202 | 3.5237 | 3.6682 | 3.7989 | 3.9054 | 3.9922 | 4.0739 | 4.1331 | 4.2004 | 4.2006 | 4.2006
| SPS1 | CH | Fuel consumption in Residential sector¦Pellets¦Water heating | PJ/yr. | 0.27167 | 0.31174 | 0.20626 | 0.21472 | 0.22237 | 0.2286 | 0.23368 | 0.23846 | 0.24193 | 0.24587 | 0.24588 | 0.24588
| SPS1 | CH | Fuel consumption in Residential sector¦Pellets¦Water heating¦Pellets boiler | PJ/yr. | 0.27167 | 0.31174 | 0.20626 | 0.21472 | 0.22237 | 0.2286 | 0.23368 | 0.23846 | 0.24193 | 0.24587 | 0.24588 | 0.24588
| SPS1 | CH | Fuel consumption in Residential sector¦Solar | PJ/yr. | 2.5068 | 2.928 | 2.8889 | 2.3997 | 1.903 | 1.9432 | 1.9377 | 5.4713 | 5.4712 | 5.4 | 5.471 | 3.6425
| SPS1 | CH | Fuel consumption in Residential sector¦Solar¦Space heating | PJ/yr. | 0.78534 | 0.94127 | 0.94132 | 0.84887 | 0.83733 | 0.85501 | 0.85146 | 2.4074 | 2.4073 | 2.376 | 2.4072 | 1.6022
| SPS1 | CH | Fuel consumption in Residential sector¦Solar¦Space heating¦Solar thermal | PJ/yr. | 0.78534 | 0.94127 | 0.94132 | 0.84887 | 0.83733 | 0.85501 | 0.85146 | 2.4074 | 2.4073 | 2.376 | 2.4072 | 1.6022
| SPS1 | CH | Fuel consumption in Residential sector¦Solar¦Water heating | PJ/yr. | 1.7215 | 1.9867 | 1.9476 | 1.5508 | 1.0657 | 1.0882 | 1.0863 | 3.0639 | 3.0639 | 3.024 | 3.0638 | 2.0403
| SPS1 | CH | Fuel consumption in Residential sector¦Solar¦Water heating¦Solar thermal | PJ/yr. | 1.7215 | 1.9867 | 1.9476 | 1.5508 | 1.0657 | 1.0882 | 1.0863 | 3.0639 | 3.0639 | 3.024 | 3.0638 | 2.0403
| SPS1 | CH | Fuel consumption in Residential sector¦Hydrogen | PJ/yr. | 0 | 0 | 0 | 0.00057099 | 0.12544 | 0.39035 | 0.95194 | 0.60262 | 0.12902 | 0.14516 | 0.12776 | 0.071301
| SPS1 | CH | Fuel consumption in Residential sector¦Hydrogen¦From gas grid (mixed with methane) | PJ/yr. | 0 | 0 | 0 | 0.00057099 | 0.12544 | 0.39035 | 0.95194 | 0.60262 | 0.12902 | 0.14516 | 0.12776 | 0.071301
| SPS1 | CH | Fuel consumption in Residential sector¦Hydrogen¦From hydrogen grid | PJ/yr. | 0 | 0 | 0 | 0 | 0 | 0 | 0 | 0 | 0 | 0 | 0 | 0
| SPS1 | CH | Fuel consumption in Residential sector¦Hydrogen¦From hydrogen grid¦Space heating | PJ/yr. | 0 | 0 | 0 | 0 | 0 | 0 | 0 | 0 | 0 | 0 | 0 | 0
| SPS1 | CH | Fuel consumption in Residential sector¦Hydrogen¦From hydrogen grid¦Space heating¦Hydrogen boiler | PJ/yr. | 0 | 0 | 0 | 0 | 0 | 0 | 0 | 0 | 0 | 0 | 0 | 0
| SPS1 | CH | Fuel consumption in Residential sector¦Hydrogen¦From hydrogen grid¦Water heating | PJ/yr. | 0 | 0 | 0 | 0 | 0 | 0 | 0 | 0 | 0 | 0 | 0 | 0
| SPS1 | CH | Fuel consumption in Residential sector¦Hydrogen¦From hydrogen grid¦Water heating¦Hydrogen boiler | PJ/yr. | 0 | 0 | 0 | 0 | 0 | 0 | 0 | 0 | 0 | 0 | 0 | 0
| SPS1 | CH | Fuel consumption in Residential sector¦Heat | PJ/yr. | 5.7927 | 9.6699 | 10.1655 | 7.0313 | 7.1749 | 9.617 | 7.5409 | 9.8601 | 9.6733 | 9.5529 | 9.7958 | 8.4597
| SPS1 | CH | Fuel consumption in Residential sector¦Heat¦On-site CHPs | PJ/yr. | 0.092094 | 0.068335 | 0.26757 | 0.25236 | 0.25167 | 0.53011 | 0.52652 | 0.52019 | 0.52104 | 0.52188 | 0.52139 | 0.52608
| SPS1 | CH | Fuel consumption in Residential sector¦Heat¦On-site CHPs¦Residential sector CHPs gas | PJ/yr. | 0.092094 | 0.068335 | 0.26757 | 0.25082 | 0.24904 | 0.10641 | 0 | 0 | 0.0055331 | 0.012836 | 0.011027 | 0.10949
| SPS1 | CH | Fuel consumption in Residential sector¦Heat¦On-site CHPs¦Residential sector CHPs fuel cells (gas reformer) | PJ/yr. | 0 | 0 | 0 | 0 | 0 | 0 | 0 | 0 | 0 | 0 | 0 | 0
| SPS1 | CH | Fuel consumption in Residential sector¦Heat¦On-site CHPs¦Residential sector CHPs wood | PJ/yr. | 0 | 0 | 0 | 0.0015383 | 0.0026359 | 0.4237 | 0.52652 | 0.52019 | 0.51551 | 0.50905 | 0.51036 | 0.41659
| SPS1 | CH | Fuel consumption in Residential sector¦Heat¦District heating | PJ/yr. | 5.7006 | 9.6016 | 9.898 | 6.7789 | 6.9233 | 9.0869 | 7.0144 | 9.3399 | 9.1522 | 9.031 | 9.2744 | 7.9336
| SPS1 | CH | Fuel consumption in Residential sector¦Ambient heat | PJ/yr. | 15.195 | 18.0724 | 20.5479 | 28.688 | 46.2254 | 50.1519 | 60.4969 | 70.5452 | 71.9763 | 72.2398 | 72.3466 | 73.9631
| SPS1 | CH | Fuel consumption in Residential sector¦Ambient heat¦Space heating | PJ/yr. | 13.104 | 15.7233 | 17.3313 | 23.832 | 37.7714 | 42.12 | 50.0167 | 58.5614 | 59.9061 | 60.5146 | 60.5146 | 60.5146
| SPS1 | CH | Fuel consumption in Residential sector¦Ambient heat¦Space heating¦Heat pump electric | PJ/yr. | 13.104 | 15.7233 | 17.3291 | 23.8295 | 33.4055 | 34.8775 | 42.6366 | 53.4245 | 57.356 | 58.2324 | 58.2325 | 58.2325
| SPS1 | CH | Fuel consumption in Residential sector¦Ambient heat¦Space heating¦Heat pump gas | PJ/yr. | 0 | 0 | 0.0021318 | 0.0024093 | 4.3659 | 7.2425 | 7.38 | 5.137 | 2.5501 | 2.2821 | 2.2821 | 2.2821
| SPS1 | CH | Fuel consumption in Residential sector¦Ambient heat¦Water heating | PJ/yr. | 2.091 | 2.349 | 3.2167 | 4.856 | 8.4541 | 8.0319 | 10.4802 | 11.9838 | 12.0702 | 11.7252 | 11.832 | 13.4485
| SPS1 | CH | Fuel consumption in Residential sector¦Ambient heat¦Water heating¦Heat pump electric | PJ/yr. | 2.091 | 2.349 | 3.2163 | 4.8556 | 7.58 | 6.4065 | 8.6332 | 11.145 | 11.6538 | 11.3526 | 11.4594 | 13.0759
| SPS1 | CH | Fuel consumption in Residential sector¦Ambient heat¦Water heating¦Heat pump gas | PJ/yr. | 0 | 0 | 0.00035271 | 0.0004296 | 0.87402 | 1.6254 | 1.847 | 0.83874 | 0.41636 | 0.37262 | 0.37261 | 0.37261
| SPS1 | CH | Space and water heat production in Residential sector | PJ/yr. | 156.2133 | 162.2428 | 164.1342 | 163.7166 | 163.9845 | 163.8298 | 161.9291 | 161.8715 | 158.1183 | 154.3429 | 154.5384 | 141.6257
| SPS1 | CH | Space and water heat production in Residential sector¦Space heating | PJ/yr. | 129.235 | 136.3128 | 138.1765 | 138.0674 | 138.2205 | 138.2234 | 136.5517 | 136.2556 | 132.108 | 128.7975 | 128.8722 | 116.7958
| SPS1 | CH | Space and water heat production in Residential sector¦Space heating¦Electricty | PJ/yr. | 27.9683 | 30.4322 | 32.8901 | 38.6055 | 49.1937 | 49.5737 | 59.0383 | 73.2029 | 80.2178 | 81.915 | 81.7709 | 79.387
| SPS1 | CH | Space and water heat production in Residential sector¦Space heating¦Electricty¦Electric boiler | PJ/yr. | 8.908 | 7.7311 | 8.1342 | 5.1153 | 2.857 | 1.7786 | 1.1743 | 1.3562 | 3.0839 | 3.6024 | 3.4583 | 1.0743
| SPS1 | CH | Space and water heat production in Residential sector¦Space heating¦Electricty¦Heat pump electric | PJ/yr. | 19.0603 | 22.7011 | 24.7559 | 33.4902 | 46.3367 | 47.7951 | 57.864 | 71.8467 | 77.134 | 78.3126 | 78.3126 | 78.3126
| SPS1 | CH | Space and water heat production in Residential sector¦Space heating¦Oil | PJ/yr. | 45.1244 | 38.4538 | 40.1258 | 35.9935 | 17.8298 | 8.2303 | 5.2252 | 5.2252 | 4.7846 | 2.6118 | 2.6117 | 0.57919
| SPS1 | CH | Space and water heat production in Residential sector¦Space heating¦Oil¦Light fuel oil boiler | PJ/yr. | 45.1244 | 38.4538 | 40.1258 | 35.9935 | 17.8298 | 8.2303 | 5.2252 | 5.2252 | 4.7846 | 2.6118 | 2.6117 | 0.57919
| SPS1 | CH | Space and water heat production in Residential sector¦Space heating¦Gas | PJ/yr. | 36.5699 | 39.359 | 37.7151 | 37.7154 | 43.8403 | 45.0672 | 39.167 | 21.5938 | 11.4001 | 8.915 | 8.915 | 7.7047
| SPS1 | CH | Space and water heat production in Residential sector¦Space heating¦Gas¦Gas boiler | PJ/yr. | 36.5699 | 39.359 | 37.7108 | 37.7108 | 35.6781 | 31.8883 | 26.0214 | 12.6233 | 6.947 | 4.9298 | 4.9298 | 3.7195
| SPS1 | CH | Space and water heat production in Residential sector¦Space heating¦Gas¦Heat pump gas | PJ/yr. | 0 | 0 | 0.0042636 | 0.0046402 | 8.1623 | 13.1789 | 13.1457 | 8.9705 | 4.4531 | 3.9852 | 3.9852 | 3.9852
| SPS1 | CH | Space and water heat production in Residential sector¦Space heating¦Coal | PJ/yr. | 0.072 | 0.072 | 0.00046117 | 0.00028207 | 0.00010977 | 0 | 0 | 0 | 0 | 0 | 0 | 0
| SPS1 | CH | Space and water heat production in Residential sector¦Space heating¦Coal¦Coal boiler | PJ/yr. | 0.072 | 0.072 | 0.00046117 | 0.00028207 | 0.00010977 | 0 | 0 | 0 | 0 | 0 | 0 | 0
| SPS1 | CH | Space and water heat production in Residential sector¦Space heating¦Heat | PJ/yr. | 4.0414 | 7.6966 | 8.2301 | 5.6992 | 5.8224 | 7.813 | 6.1264 | 8.0106 | 7.8588 | 7.761 | 7.9583 | 6.8728
| SPS1 | CH | Space and water heat production in Residential sector¦Space heating¦Heat¦On-site CHPs | PJ/yr. | 0.073625 | 0.0035843 | 0.2413 | 0.24352 | 0.24353 | 0.5104 | 0.5104 | 0.5104 | 0.51049 | 0.5105 | 0.51049 | 0.5105
| SPS1 | CH | Space and water heat production in Residential sector¦Space heating¦Heat¦On-site CHPs¦Residential sector CHPs gas | PJ/yr. | 0.073625 | 0.0035843 | 0.2413 | 0.24204 | 0.24098 | 0.10245 | 0 | 0 | 0.0054211 | 0.012556 | 0.010796 | 0.10625
| SPS1 | CH | Space and water heat production in Residential sector¦Space heating¦Heat¦On-site CHPs¦Residential sector CHPs fuel cells (gas reformer) | PJ/yr. | 0 | 0 | 0 | 0 | 0 | 0 | 0 | 0 | 0 | 0 | 0 | 0
| SPS1 | CH | Space and water heat production in Residential sector¦Space heating¦Heat¦On-site CHPs¦Residential sector CHPs wood | PJ/yr. | 0 | 0 | 0 | 0.0014844 | 0.0025506 | 0.40795 | 0.5104 | 0.5104 | 0.50507 | 0.49794 | 0.4997 | 0.40426
| SPS1 | CH | Space and water heat production in Residential sector¦Space heating¦Heat¦District heating | PJ/yr. | 3.9678 | 7.693 | 7.9888 | 5.4557 | 5.5789 | 7.3027 | 5.616 | 7.5002 | 7.3483 | 7.2505 | 7.4478 | 6.3623
| SPS1 | CH | Space and water heat production in Residential sector¦Space heating¦Wood | PJ/yr. | 9.1311 | 9.2385 | 8.1517 | 6.7495 | 6.0599 | 4.743 | 4.1243 | 3.7228 | 3.294 | 3.0127 | 3.0025 | 2.3633
| SPS1 | CH | Space and water heat production in Residential sector¦Space heating¦Wood¦Wood boiler | PJ/yr. | 9.1311 | 9.2385 | 8.1517 | 6.7495 | 6.0599 | 4.743 | 4.1243 | 3.7228 | 3.294 | 3.0127 | 3.0025 | 2.3633
| SPS1 | CH | Space and water heat production in Residential sector¦Space heating¦Pellets | PJ/yr. | 2.6969 | 3.1682 | 3.1713 | 3.3014 | 3.419 | 3.5149 | 3.593 | 3.6665 | 3.7198 | 3.7804 | 3.7805 | 3.7805
| SPS1 | CH | Space and water heat production in Residential sector¦Space heating¦Pellets¦Pellets boiler | PJ/yr. | 2.6969 | 3.1682 | 3.1713 | 3.3014 | 3.419 | 3.5149 | 3.593 | 3.6665 | 3.7198 | 3.7804 | 3.7805 | 3.7805
| SPS1 | CH | Space and water heat production in Residential sector¦Space heating¦Solar | PJ/yr. | 0.78534 | 0.94127 | 0.94132 | 0.84887 | 0.83733 | 0.85501 | 0.85146 | 2.4074 | 2.4073 | 2.376 | 2.4072 | 1.6022
| SPS1 | CH | Space and water heat production in Residential sector¦Space heating¦Solar¦Solar thermal | PJ/yr. | 0.78534 | 0.94127 | 0.94132 | 0.84887 | 0.83733 | 0.85501 | 0.85146 | 2.4074 | 2.4073 | 2.376 | 2.4072 | 1.6022
| SPS1 | CH | Space and water heat production in Residential sector¦Space heating¦Hydrogen | PJ/yr. | 0 | 0 | 0 | 0 | 0 | 0 | 0 | 0 | 0 | 0 | 0 | 0
| SPS1 | CH | Space and water heat production in Residential sector¦Space heating¦Hydrogen¦Hydrogen boiler | PJ/yr. | 0 | 0 | 0 | 0 | 0 | 0 | 0 | 0 | 0 | 0 | 0 | 0
| SPS1 | CH | Space and water heat production in Residential sector¦Space heating¦Energy savings | PJ/yr. | 2.8457 | 6.9511 | 6.9506 | 9.1537 | 11.218 | 18.4262 | 18.4261 | 18.4265 | 18.4257 | 18.4258 | 18.426 | 14.5062
| SPS1 | CH | Space and water heat production in Residential sector¦Water heating | PJ/yr. | 26.9783 | 25.93 | 25.9577 | 25.6492 | 25.764 | 25.6064 | 25.3774 | 25.6158 | 26.0102 | 25.5454 | 25.6661 | 24.8299
| SPS1 | CH | Space and water heat production in Residential sector¦Water heating¦Electricty | PJ/yr. | 9.8846 | 10.6042 | 11.8863 | 11.8601 | 13.691 | 10.953 | 13.7113 | 17.4386 | 19.5078 | 19.4607 | 19.5077 | 20.0649
| SPS1 | CH | Space and water heat production in Residential sector¦Water heating¦Electricty¦Electric boiler | PJ/yr. | 6.6447 | 6.9687 | 6.9172 | 4.3799 | 2.1834 | 1.3592 | 0.89745 | 1.0365 | 2.3568 | 2.7531 | 2.643 | 0.82115
| SPS1 | CH | Space and water heat production in Residential sector¦Water heating¦Electricty¦Heat pump electric | PJ/yr. | 3.2399 | 3.6355 | 4.9691 | 7.4802 | 11.5075 | 9.5938 | 12.8139 | 16.4021 | 17.1509 | 16.7076 | 16.8647 | 19.2438
| SPS1 | CH | Space and water heat production in Residential sector¦Water heating¦Oil | PJ/yr. | 6.9845 | 5.9988 | 3.8468 | 1.0402 | 0.36016 | 0.00045178 | 0.00034505 | 0.00019002 | 0.00012074 | 0.00020468 | 0.0001775 | 0.00037869
| SPS1 | CH | Space and water heat production in Residential sector¦Water heating¦Oil¦Light fuel oil boiler | PJ/yr. | 6.9845 | 5.9988 | 3.8468 | 1.0402 | 0.36016 | 0.00045178 | 0.00034505 | 0.00019002 | 0.00012074 | 0.00020468 | 0.0001775 | 0.00037869
| SPS1 | CH | Space and water heat production in Residential sector¦Water heating¦Gas | PJ/yr. | 6.3805 | 5.0849 | 6.3812 | 9.7955 | 9.2463 | 11.8663 | 9.1972 | 3.4156 | 1.7826 | 1.4306 | 1.4306 | 1.2758
| SPS1 | CH | Space and water heat production in Residential sector¦Water heating¦Gas¦Gas boiler | PJ/yr. | 6.3805 | 5.0849 | 6.3804 | 9.7944 | 7.2192 | 8.2241 | 5.1487 | 1.615 | 0.88879 | 0.63071 | 0.63071 | 0.47587
| SPS1 | CH | Space and water heat production in Residential sector¦Water heating¦Gas¦Heat pump gas | PJ/yr. | 0 | 0 | 0.00085585 | 0.0010347 | 2.0271 | 3.6421 | 4.0485 | 1.8006 | 0.89385 | 0.79993 | 0.79992 | 0.79992
| SPS1 | CH | Space and water heat production in Residential sector¦Water heating¦Coal | PJ/yr. | 0 | 0 | 0 | 0 | 0 | 0 | 0 | 0 | 0 | 0 | 0 | 0
| SPS1 | CH | Space and water heat production in Residential sector¦Water heating¦Coal¦Coal boiler | PJ/yr. | 0 | 0 | 0 | 0 | 0 | 0 | 0 | 0 | 0 | 0 | 0 | 0
| SPS1 | CH | Space and water heat production in Residential sector¦Water heating¦Heat | PJ/yr. | 1.317 | 1.4634 | 1.4355 | 0.99408 | 1.0156 | 1.3628 | 1.0686 | 1.3972 | 1.3707 | 1.3537 | 1.3881 | 1.1988
| SPS1 | CH | Space and water heat production in Residential sector¦Water heating¦Heat¦On-site CHPs | PJ/yr. | 0.023994 | 0.0006815 | 0.042089 | 0.042476 | 0.042478 | 0.089025 | 0.089025 | 0.089023 | 0.089041 | 0.089042 | 0.089041 | 0.089043
| SPS1 | CH | Space and water heat production in Residential sector¦Water heating¦Heat¦On-site CHPs¦Residential sector CHPs gas | PJ/yr. | 0.023994 | 0.0006815 | 0.042089 | 0.042217 | 0.042033 | 0.01787 | 0 | 0 | 0.00094556 | 0.0021901 | 0.0018831 | 0.018532
| SPS1 | CH | Space and water heat production in Residential sector¦Water heating¦Heat¦On-site CHPs¦Residential sector CHPs fuel cells (gas reformer) | PJ/yr. | 0 | 0 | 0 | 0 | 0 | 0 | 0 | 0 | 0 | 0 | 0 | 0
| SPS1 | CH | Space and water heat production in Residential sector¦Water heating¦Heat¦On-site CHPs¦Residential sector CHPs wood | PJ/yr. | 0 | 0 | 0 | 0.00025892 | 0.00044488 | 0.071155 | 0.089025 | 0.089023 | 0.088096 | 0.086852 | 0.087158 | 0.070511
| SPS1 | CH | Space and water heat production in Residential sector¦Water heating¦Heat¦District heating | PJ/yr. | 1.2931 | 1.4627 | 1.3934 | 0.9516 | 0.97308 | 1.2737 | 0.97956 | 1.3082 | 1.2817 | 1.2646 | 1.2991 | 1.1097
| SPS1 | CH | Space and water heat production in Residential sector¦Water heating¦Wood | PJ/yr. | 0.52047 | 0.59724 | 0.33137 | 0.27436 | 0.24632 | 0.1928 | 0.16764 | 0.15133 | 0.13389 | 0.12246 | 0.12205 | 0.096066
| SPS1 | CH | Space and water heat production in Residential sector¦Water heating¦Wood¦Wood boiler | PJ/yr. | 0.52047 | 0.59724 | 0.33137 | 0.27436 | 0.24632 | 0.1928 | 0.16764 | 0.15133 | 0.13389 | 0.12246 | 0.12205 | 0.096066
| SPS1 | CH | Space and water heat production in Residential sector¦Water heating¦Pellets | PJ/yr. | 0.16979 | 0.19484 | 0.12891 | 0.1342 | 0.13898 | 0.14288 | 0.14605 | 0.14904 | 0.1512 | 0.15367 | 0.15367 | 0.15367
| SPS1 | CH | Space and water heat production in Residential sector¦Water heating¦Pellets¦Pellets boiler | PJ/yr. | 0.16979 | 0.19484 | 0.12891 | 0.1342 | 0.13898 | 0.14288 | 0.14605 | 0.14904 | 0.1512 | 0.15367 | 0.15367 | 0.15367
| SPS1 | CH | Space and water heat production in Residential sector¦Water heating¦Solar | PJ/yr. | 1.7215 | 1.9867 | 1.9476 | 1.5508 | 1.0657 | 1.0882 | 1.0863 | 3.0639 | 3.0639 | 3.024 | 3.0638 | 2.0403
| SPS1 | CH | Space and water heat production in Residential sector¦Water heating¦Solar¦Solar thermal | PJ/yr. | 1.7215 | 1.9867 | 1.9476 | 1.5508 | 1.0657 | 1.0882 | 1.0863 | 3.0639 | 3.0639 | 3.024 | 3.0638 | 2.0403
| SPS1 | CH | Space and water heat production in Residential sector¦Water heating¦Hydrogen | PJ/yr. | 0 | 0 | 0 | 0 | 0 | 0 | 0 | 0 | 0 | 0 | 0 | 0
| SPS1 | CH | Space and water heat production in Residential sector¦Water heating¦Hydrogen¦Hydrogen boiler | PJ/yr. | 0 | 0 | 0 | 0 | 0 | 0 | 0 | 0 | 0 | 0 | 0 | 0
| SPS1 | CH | Space and water heat production in Residential sector¦Water heating¦Energy savings | PJ/yr. | 0 | 0 | 0 | 0 | 0 | 0 | 0 | 0 | 0 | 0 | 0 | 0
| SPS1 | CH | Efficiency in Residential sector | % | bar: 2020 to 2070
| SPS1 | CH | Efficiency in Residential sector¦Space heating¦Electricty¦Electric boiler | % | 95% | 95% | 95% | 95% | 95% | 95% | 95% | 95% | 95% | 95% | 95% | 95%
| SPS1 | CH | Efficiency in Residential sector¦Space heating¦Electricty¦Heat pump electric | % | 320% | 325.3% | 333.3% | 346.7% | 358.3% | 370% | 380% | 390% | 390% | 390% | 390% | 390%
| SPS1 | CH | Efficiency in Residential sector¦Space heating¦Oil¦Light fuel oil boiler | % | 89.58% | 89.58% | 89.58% | 89.58% | 89.58% | 89.58% | 89.58% | 89.58% | 89.58% | 89.58% | 89.58% | 89.58%
| SPS1 | CH | Efficiency in Residential sector¦Space heating¦Gas¦Gas boiler | % | 95% | 95% | 95% | 95% | 95% | 95% | 95% | 95% | 95% | 95% | 95% | 95%
| SPS1 | CH | Efficiency in Residential sector¦Space heating¦Gas¦Heat pump gas | % | - | - | 200% | 208% | 215% | 222% | 228% | 234% | 234% | 234% | 234% | 234%
| SPS1 | CH | Efficiency in Residential sector¦Space heating¦Coal¦Coal boiler | % | 72% | 72% | 72% | 72% | 72% | - | - | - | - | - | - | -
| SPS1 | CH | Efficiency in Residential sector¦Space heating¦Heat¦On-site CHPs¦Residential sector CHPs gas | % | 99% | 99% | 99% | 99% | 99% | 99% | 99% | 99% | 99% | 99% | 99% | 99%
| SPS1 | CH | Efficiency in Residential sector¦Space heating¦Heat¦On-site CHPs¦Residential sector CHPs fuel cells (gas reformer) | % | 99% | 99% | 99% | 99% | 99% | 99% | 99% | 99% | 99% | 99% | 99% | 99%
| SPS1 | CH | Efficiency in Residential sector¦Space heating¦Heat¦On-site CHPs¦Residential sector CHPs wood | % | 99% | 99% | 99% | 99% | 99% | 99% | 99% | 99% | 99% | 99% | 99% | 99%
| SPS1 | CH | Efficiency in Residential sector¦Space heating¦Heat¦District heating | % | 99% | 99% | 99% | 99% | 99% | 99% | 99% | 99% | 99% | 99% | 99% | 99%
| SPS1 | CH | Efficiency in Residential sector¦Space heating¦Wood¦Wood boiler | % | 72% | 72% | 72% | 72% | 72% | 72% | 72% | 72% | 72% | 72% | 72% | 72%
| SPS1 | CH | Efficiency in Residential sector¦Space heating¦Pellets¦Pellets boiler | % | 90% | 90% | 90% | 90% | 90% | 90% | 90% | 90% | 90% | 90% | 90% | 90%
| SPS1 | CH | Efficiency in Residential sector¦Space heating¦Solar¦Solar thermal | % | 100% | 100% | 100% | 100% | 100% | 100% | 100% | 100% | 100% | 100% | 100% | 100%
| SPS1 | CH | Efficiency in Residential sector¦Space heating¦Hydrogen¦Hydrogen boiler | % | bar: 2020 to 2070
| SPS1 | CH | Efficiency in Residential sector¦Water heating¦Electricty¦Electric boiler | % | 79% | 79.2% | 79.5% | 80% | 80.5% | 81% | 81.5% | 82% | 82% | 82% | 82% | 82%
| SPS1 | CH | Efficiency in Residential sector¦Water heating¦Electricty¦Heat pump electric | % | 282% | 282.6% | 283.5% | 285% | 293% | 301% | 306.5% | 312% | 312% | 312% | 312% | 312%
| SPS1 | CH | Efficiency in Residential sector¦Water heating¦Oil¦Light fuel oil boiler | % | 70.83% | 71.46% | 72.4% | 73.96% | 74.74% | 75.52% | 75.52% | 75.52% | 75.52% | 75.52% | 75.52% | 75.52%
| SPS1 | CH | Efficiency in Residential sector¦Water heating¦Gas¦Gas boiler | % | 75% | 75.4% | 76% | 77% | 79.07% | 82.08% | 93.2% | 114% | 90.51% | 98.05% | 95.47% | 90.9%
| SPS1 | CH | Efficiency in Residential sector¦Water heating¦Gas¦Heat pump gas | % | - | - | 170.1% | 171% | 175.8% | 180.6% | 183.9% | 187.2% | 187.2% | 187.2% | 187.2% | 187.2%
| SPS1 | CH | Efficiency in Residential sector¦Water heating¦Heat¦On-site CHPs¦Residential sector CHPs gas | % | 77% | 77.5% | 78% | 79% | 79% | 79% | 79% | 79% | 79% | 79% | 79% | 79%
| SPS1 | CH | Efficiency in Residential sector¦Water heating¦Heat¦On-site CHPs¦Residential sector CHPs fuel cells (gas reformer) | % | 77% | 77.5% | 78% | 79% | 79% | 79% | 79% | 79% | 79% | 79% | 79% | 79%
| SPS1 | CH | Efficiency in Residential sector¦Water heating¦Heat¦On-site CHPs¦Residential sector CHPs wood | % | 77% | 77.5% | 78% | 79% | 79% | 79% | 79% | 79% | 79% | 79% | 79% | 79%
| SPS1 | CH | Efficiency in Residential sector¦Water heating¦Heat¦District heating | % | 77% | 77.5% | 78% | 79% | 79% | 79% | 79% | 79% | 79% | 79% | 79% | 79%
| SPS1 | CH | Efficiency in Residential sector¦Water heating¦Wood¦Wood boiler | % | 50% | 50% | 50% | 50% | 50% | 50% | 50% | 50% | 50% | 50% | 50% | 50%
| SPS1 | CH | Efficiency in Residential sector¦Water heating¦Pellets¦Pellets boiler | % | 62.5% | 62.5% | 62.5% | 62.5% | 62.5% | 62.5% | 62.5% | 62.5% | 62.5% | 62.5% | 62.5% | 62.5%
| SPS1 | CH | Efficiency in Residential sector¦Water heating¦Solar¦Solar thermal | % | 100% | 100% | 100% | 100% | 100% | 100% | 100% | 100% | 100% | 100% | 100% | 100%
| SPS1 | CH | Efficiency in Residential sector¦Water heating¦Hydrogen¦Hydrogen boiler | % | bar: 2020 to 2070
| SPS1 | CH | Fuel consumption in cars | PJ/yr. | 139.1503 | 135.4832 | 129.0055 | 89.954 | 61.8816 | 51.7032 | 48.7214 | 41.6269 | 39.0868 | 36.7321 | 35.2319 | 34.9921
| SPS1 | CH | Fuel consumption in cars¦Electricity | PJ/yr. | 0.73758 | 1.641 | 4.3162 | 18.4998 | 33.0657 | 37.8551 | 37.644 | 38.3638 | 36.1608 | 34.4389 | 33.1406 | 33.2213
| SPS1 | CH | Fuel consumption in cars¦Electricity¦Existing battery electric cars | PJ/yr. | 0.46789 | 0.3769 | 0.26223 | 0.1131 | 0 | 0 | 0 | 0 | 0 | 0 | 0 | 0
| SPS1 | CH | Fuel consumption in cars¦Electricity¦New battery electric cars (<60kW) | PJ/yr. | 0.0076448 | 0.014027 | 0.011218 | 0.52634 | 1.0108 | 1.2051 | 1.2008 | 1.1555 | 1.1013 | 1.0447 | 1.0104 | 0.99291
| SPS1 | CH | Fuel consumption in cars¦Electricity¦New battery electric cars (60-100 kW) | PJ/yr. | 0.066178 | 0.10249 | 1.0434 | 5.7965 | 11.0376 | 11.7574 | 11.2802 | 10.3921 | 9.9618 | 9.4441 | 9.0823 | 8.9261
| SPS1 | CH | Fuel consumption in cars¦Electricity¦New battery electric cars (100-140 kW) | PJ/yr. | 0.045997 | 0.094533 | 0.098532 | 0.081405 | 0.60556 | 4.0501 | 3.5813 | 7.7906 | 8.4038 | 9.6738 | 13.0619 | 10.7368
| SPS1 | CH | Fuel consumption in cars¦Electricity¦New battery electric cars (>140 kW) | PJ/yr. | 0.14948 | 0.98085 | 2.5996 | 9.8205 | 15.4708 | 16.445 | 16.0642 | 15.5367 | 13.9212 | 11.6572 | 7.4141 | 9.8764
| SPS1 | CH | Fuel consumption in cars¦Electricity¦New plug-in hybrid gasoline - electricity part (<60 kW) | PJ/yr. | 0 | 2.098e-05 | 2.7832e-05 | 4.831e-05 | 4.7519e-05 | 3.5604e-05 | 3.6288e-05 | 2.3166e-05 | 0.00018143 | 0.00030109 | 0.0003725 | 0.00045252
| SPS1 | CH | Fuel consumption in cars¦Electricity¦New plug-in hybrid gasoline - electricity part (60-100 kW) | PJ/yr. | 0.0003838 | 0.0002974 | 0.00053558 | 0.00068797 | 0.0016351 | 0.00014994 | 0.00014359 | 0.00012337 | 0.00091981 | 0.0009639 | 0.00079123 | 0.00036386
| SPS1 | CH | Fuel consumption in cars¦Electricity¦New plug-in hybrid gasoline - electricity part (100-140 kW) | PJ/yr. | 0 | 0.017629 | 0.16495 | 0.75815 | 2.0484 | 1.9289 | 2.1177 | 0.88028 | 0.49672 | 0.0017921 | 0.0016178 | 0.00085524
| SPS1 | CH | Fuel consumption in cars¦Electricity¦New plug-in hybrid gasoline - electricity part (>140 kW) | PJ/yr. | 0 | 0.00019335 | 0.0005047 | 0.0076022 | 0.0052403 | 0.00043836 | 0.00031554 | 0.00020181 | 0.29948 | 0.91483 | 0.87982 | 0.72639
| SPS1 | CH | Fuel consumption in cars¦Electricity¦New plug-in hybrid diesel - electricity part (<60 kW) | PJ/yr. | 0 | 1.0669e-05 | 1.8654e-05 | 4.4328e-05 | 5.3643e-05 | 3.9125e-05 | 0.00012914 | 0.00011965 | 0.0007046 | 3.372e-05 | 2.0661e-05 | 1.869e-05
| SPS1 | CH | Fuel consumption in cars¦Electricity¦New plug-in hybrid diesel - electricity part (60-100 kW) | PJ/yr. | 0 | 1.3997e-05 | 5.7437e-05 | 0.00012698 | 0.00027589 | 0.00020535 | 0.00066833 | 0.00062527 | 0.00051537 | 7.6819e-05 | 6.7706e-05 | 3.9361e-05
| SPS1 | CH | Fuel consumption in cars¦Electricity¦New plug-in hybrid diesel - electricity part (100-140 kW) | PJ/yr. | 0 | 0.053953 | 0.13492 | 1.1571 | 1.6434 | 1.3933 | 1.4709 | 0.60949 | 0.42927 | 0.00013863 | 0.00011857 | 5.8851e-05
| SPS1 | CH | Fuel consumption in cars¦Electricity¦New plug-in hybrid diesel - electricity part (>140 kW) | PJ/yr. | 0 | 4.6356e-05 | 0.00016406 | 0.0018089 | 0.0048048 | 0.0030871 | 0.0016585 | 0.0013059 | 0.19965 | 0.64023 | 0.61575 | 0.50828
| SPS1 | CH | Fuel consumption in cars¦Electricity¦Vehicle-to-grid | PJ/yr. | 0 | 0 | 0 | 0.23644 | 1.2371 | 1.0713 | 1.9259 | 1.9967 | 1.3453 | 1.0608 | 1.0734 | 1.4526
| SPS1 | CH | Fuel consumption in cars¦Hydrogen | PJ/yr. | 0.00085553 | 0.0019887 | 0.0018914 | 5.4063e-06 | 4.7304e-06 | 4.1636e-06 | 4.1006e-06 | 3.8976e-06 | 3.2769e-06 | 3.798e-06 | 3.4659e-06 | 1.1364e-05
| SPS1 | CH | Fuel consumption in cars¦Hydrogen¦New fuel cell cars (<60 kW) | PJ/yr. | 0 | 7.8388e-06 | 9.52e-06 | 1.1932e-07 | 3.3894e-07 | 7.6845e-07 | 4.4504e-07 | 2.9278e-07 | 1.2869e-07 | 8.5756e-08 | 0 | 1.0336e-06
| SPS1 | CH | Fuel consumption in cars¦Hydrogen¦New fuel cell cars (60-100 kW) | PJ/yr. | 8.1233e-05 | 9.6994e-05 | 9.4198e-05 | 1.5218e-06 | 1.4599e-06 | 1.1729e-06 | 1.1823e-06 | 1.1508e-06 | 9.8781e-07 | 1.1408e-06 | 9.1493e-07 | 3.1741e-06
| SPS1 | CH | Fuel consumption in cars¦Hydrogen¦New fuel cell cars (100-140 kW) | PJ/yr. | 0.00077429 | 0.0018766 | 0.0017789 | 2.3924e-06 | 1.5969e-06 | 1.0145e-06 | 1.2722e-06 | 1.2921e-06 | 1.2625e-06 | 1.519e-06 | 1.9078e-06 | 4.0254e-06
| SPS1 | CH | Fuel consumption in cars¦Hydrogen¦New fuel cell cars (>140 kW) | PJ/yr. | 0 | 7.2681e-06 | 8.8147e-06 | 1.3728e-06 | 1.3348e-06 | 1.2077e-06 | 1.201e-06 | 1.1618e-06 | 8.9788e-07 | 1.0525e-06 | 6.4324e-07 | 3.1313e-06
| SPS1 | CH | Fuel consumption in cars¦Motor Gasoline | PJ/yr. | 77.8797 | 74.5958 | 77.9262 | 45.1656 | 18.5007 | 8.3566 | 6.5526 | 1.927 | 1.848 | 1.3567 | 1.237 | 1.0474
| SPS1 | CH | Fuel consumption in cars¦Motor Gasoline¦Fossil liquids | PJ/yr. | 73.6165 | 70.5124 | 73.6605 | 42.6926 | 17.4368 | 7.6601 | 2.4728 | 0 | 0.21524 | 0.095395 | 0.086887 | 0.073427
| SPS1 | CH | Fuel consumption in cars¦Motor Gasoline¦Synthetic liquids | PJ/yr. | 4.2632 | 4.0834 | 4.2657 | 2.473 | 1.0639 | 0.69654 | 4.0799 | 1.9313 | 1.6327 | 1.2613 | 1.1501 | 0.97402
| SPS1 | CH | Fuel consumption in cars¦Motor Gasoline¦Synthetic liquids¦Bioliquids¦Ethanol | PJ/yr. | 4.2632 | 4.0834 | 4.2657 | 2.473 | 1.0639 | 0.45974 | 3.7944 | 1.6379 | 1.5707 | 1.153 | 1.0514 | 0.89009
| SPS1 | CH | Fuel consumption in cars¦Motor Gasoline¦Synthetic liquids¦PtL¦PtL Gasoline | PJ/yr. | 0 | 0 | 0 | 0 | 0 | 0.2368 | 0.28551 | 0.29341 | 0.062044 | 0.10824 | 0.098759 | 0.083934
| SPS1 | CH | Fuel consumption in cars¦Motor Gasoline¦Total¦Conventional gasoline hybrid existing | PJ/yr. | 1.2541 | 1.2429 | 0.92518 | 0.43896 | 0 | 0 | 0 | 0 | 0 | 0 | 0 | 0
| SPS1 | CH | Fuel consumption in cars¦Motor Gasoline¦Total¦New conventional gasoline hybrid (<60 kW) | PJ/yr. | 0.046285 | 0.053443 | 0.037667 | 0.029001 | 0.0021775 | 0.00013967 | 0 | 0 | 0 | 0 | 0 | 0
| SPS1 | CH | Fuel consumption in cars¦Motor Gasoline¦Total¦New conventional gasoline hybrid (60-100 kW) | PJ/yr. | 0.13691 | 0.21336 | 0.78042 | 0.67572 | 0.28857 | 0.042744 | 0 | 0 | 0 | 0 | 0 | 0
| SPS1 | CH | Fuel consumption in cars¦Motor Gasoline¦Total¦New conventional gasoline hybrid (100-140 kW) | PJ/yr. | 0.10162 | 1.123 | 1.0624 | 0.84923 | 0.26875 | 5.3167e-05 | 0 | 0 | 0 | 0 | 0 | 0
| SPS1 | CH | Fuel consumption in cars¦Motor Gasoline¦Total¦New conventional gasoline hybrid (>140 kW) | PJ/yr. | 0.090766 | 0.13515 | 0.12726 | 0.10768 | 0.01564 | 5.9866e-05 | 0 | 0 | 0 | 0 | 0 | 0
| SPS1 | CH | Fuel consumption in cars¦Motor Gasoline¦Total¦Conventional gasoline ICE existing | PJ/yr. | 63.9876 | 54.2621 | 48.8697 | 17.6816 | 0 | 0 | 0 | 0 | 0 | 0 | 0 | 0
| SPS1 | CH | Fuel consumption in cars¦Motor Gasoline¦Total¦New conventional gasoline ICE (<60 kW) | PJ/yr. | 0.49576 | 0.55059 | 1.368 | 1.1565 | 0.63262 | 0.099111 | 0 | 0 | 0 | 0 | 0 | 0
| SPS1 | CH | Fuel consumption in cars¦Motor Gasoline¦Total¦New conventional gasoline ICE (60-100 kW) | PJ/yr. | 3.7647 | 5.3068 | 4.3929 | 4.1076 | 0.16448 | 0.0007978 | 0 | 0 | 0 | 0 | 0 | 0
| SPS1 | CH | Fuel consumption in cars¦Motor Gasoline¦Total¦New conventional gasoline ICE (100-140 kW) | PJ/yr. | 3.7689 | 5.7404 | 7.0896 | 5.8157 | 1.1585 | 0.14421 | 0 | 0 | 0 | 0 | 0 | 0
| SPS1 | CH | Fuel consumption in cars¦Motor Gasoline¦Total¦New conventional gasoline ICE (>140 kW) | PJ/yr. | 3.8891 | 5.2546 | 11.0768 | 9.2917 | 3.8907 | 0.44081 | 0 | 0 | 0 | 0 | 0 | 0
| SPS1 | CH | Fuel consumption in cars¦Motor Gasoline¦Total¦New mild hybrid gasoline (<60 kW) | PJ/yr. | 0 | 0.0001378 | 0.00051513 | 0.00063372 | 0.00044721 | 0.00013882 | 0 | 0 | 0 | 0 | 0 | 0
| SPS1 | CH | Fuel consumption in cars¦Motor Gasoline¦Total¦New mild hybrid gasoline (60-100 kW) | PJ/yr. | 0 | 0.00012567 | 0.00051343 | 0.00070454 | 0.00047876 | 0.00016108 | 0 | 0 | 0 | 0 | 0 | 0
| SPS1 | CH | Fuel consumption in cars¦Motor Gasoline¦Total¦New mild hybrid gasoline (100-140 kW) | PJ/yr. | 0 | 0.00017814 | 0.0006076 | 0.00075678 | 0.00049613 | 0.00014788 | 0 | 0 | 0 | 0 | 0 | 0
| SPS1 | CH | Fuel consumption in cars¦Motor Gasoline¦Total¦New mild hybrid gasoline (>140 kW) | PJ/yr. | 0 | 0.00021223 | 0.0007778 | 0.0010983 | 0.00071138 | 0.0002361 | 0 | 0 | 0 | 0 | 0 | 0
| SPS1 | CH | Fuel consumption in cars¦Motor Gasoline¦Total¦New plug-in hybrid gasoline - gasoline part (<60 kW) | PJ/yr. | 0.00029654 | 0.00047432 | 0.00049872 | 0.00049556 | 0.00037612 | 0.00018276 | 0.0001508 | 5.9222e-05 | 0.00042803 | 0.00069649 | 0.00082924 | 0.0010181
| SPS1 | CH | Fuel consumption in cars¦Motor Gasoline¦Total¦New plug-in hybrid gasoline - gasoline part (60-100 kW) | PJ/yr. | 0.082249 | 0.16743 | 0.1171 | 0.13181 | 0.0125 | 0.00072019 | 0.0005428 | 0.00030049 | 0.0018948 | 0.0017762 | 0.0014027 | 0.00065729
| SPS1 | CH | Fuel consumption in cars¦Motor Gasoline¦Total¦New plug-in hybrid gasoline - gasoline part (100-140 kW) | PJ/yr. | 0.086959 | 0.24019 | 1.7846 | 4.6575 | 12.0307 | 7.6252 | 6.5509 | 1.9262 | 1.1293 | 0.0023027 | 0.001992 | 0.001073
| SPS1 | CH | Fuel consumption in cars¦Motor Gasoline¦Total¦New plug-in hybrid gasoline - gasoline part (>140 kW) | PJ/yr. | 0.17437 | 0.30471 | 0.29174 | 0.21889 | 0.033547 | 0.0018523 | 0.0010412 | 0.00043747 | 0.71631 | 1.3519 | 1.2328 | 1.0447
| SPS1 | CH | Fuel consumption in cars¦Motor Diesel | PJ/yr. | 60.4196 | 59.1362 | 46.651 | 26.2881 | 10.3151 | 5.4915 | 4.5248 | 1.3361 | 1.078 | 0.93649 | 0.8543 | 0.7234
| SPS1 | CH | Fuel consumption in cars¦Motor Diesel¦Fossil liquids | PJ/yr. | 58.9208 | 57.5826 | 44.5573 | 25.0634 | 9.5304 | 4.8855 | 3.2277 | 0 | 4.1526e-05 | 4.6273e-05 | 2.95e-05 | 4.6634e-05
| SPS1 | CH | Fuel consumption in cars¦Motor Diesel¦Synthetic liquids | PJ/yr. | 1.4988 | 1.5535 | 2.0936 | 1.2247 | 0.78462 | 0.60596 | 1.2971 | 2.7908 | 1.0779 | 0.93645 | 0.85427 | 0.72335
| SPS1 | CH | Fuel consumption in cars¦Motor Diesel¦Synthetic liquids¦Bioliquids¦Biodiesel | PJ/yr. | 1.4988 | 1.5535 | 2.0936 | 1.2247 | 0.78462 | 0.60572 | 1.0309 | 0.67763 | 1.0778 | 0.9363 | 0.85417 | 0.72298
| SPS1 | CH | Fuel consumption in cars¦Motor Diesel¦Synthetic liquids¦PtL¦PtL Diesel | PJ/yr. | 0 | 0 | 0 | 0 | 0 | 0.00024128 | 0.26619 | 2.1132 | 0.00011615 | 0.00014335 | 0.00010508 | 0.00037418
| SPS1 | CH | Fuel consumption in cars¦Motor Diesel¦Total¦Conventional hybrid existing | PJ/yr. | 0 | 0 | 0 | 0 | 0 | 0 | 0 | 0 | 0 | 0 | 0 | 0
| SPS1 | CH | Fuel consumption in cars¦Motor Diesel¦Total¦New conventional diesel hybrid (<60 kW) | PJ/yr. | 3.0905e-05 | 0.16617 | 0.11199 | 0.090289 | 0.031754 | 0.00030934 | 0 | 0 | 0 | 0 | 0 | 0
| SPS1 | CH | Fuel consumption in cars¦Motor Diesel¦Total¦New conventional diesel hybrid (60-100 kW) | PJ/yr. | 0.0028629 | 0.58305 | 1.1662 | 0.98351 | 0.47764 | 0.044829 | 0 | 0 | 0 | 0 | 0 | 0
| SPS1 | CH | Fuel consumption in cars¦Motor Diesel¦Total¦New conventional diesel hybrid (100-140 kW) | PJ/yr. | 0.029759 | 0.045324 | 0.043414 | 0.032482 | 0.0061561 | 5.4276e-05 | 0 | 0 | 0 | 0 | 0 | 0
| SPS1 | CH | Fuel consumption in cars¦Motor Diesel¦Total¦New conventional diesel hybrid (>140 kW) | PJ/yr. | 0.035428 | 0.07084 | 0.067184 | 0.055101 | 0.012358 | 6.0092e-05 | 0 | 0 | 0 | 0 | 0 | 0
| SPS1 | CH | Fuel consumption in cars¦Motor Diesel¦Total¦Conventional diesel ICE existing | PJ/yr. | 52.1321 | 48.7009 | 35.2376 | 11.5256 | 0 | 0 | 0 | 0 | 0 | 0 | 0 | 0
| SPS1 | CH | Fuel consumption in cars¦Motor Diesel¦Total¦New conventional diesel ICE (<60 kW) | PJ/yr. | 0.0052845 | 0.0059522 | 0.0044224 | 0.0032388 | 0.000395 | 0.00011281 | 0 | 0 | 0 | 0 | 0 | 0
| SPS1 | CH | Fuel consumption in cars¦Motor Diesel¦Total¦New conventional diesel ICE (60-100 kW) | PJ/yr. | 1.222 | 1.2831 | 1.1116 | 0.82871 | 0.020718 | 0.0001151 | 0 | 0 | 0 | 0 | 0 | 0
| SPS1 | CH | Fuel consumption in cars¦Motor Diesel¦Total¦New conventional diesel ICE (100-140 kW) | PJ/yr. | 5.0462 | 5.3269 | 5.276 | 4.0291 | 0.13825 | 0.00010314 | 0 | 0 | 0 | 0 | 0 | 0
| SPS1 | CH | Fuel consumption in cars¦Motor Diesel¦Total¦New conventional diesel ICE (>140 kW) | PJ/yr. | 1.9399 | 2.2108 | 2.1736 | 1.6732 | 0.081514 | 6.7612e-05 | 0 | 0 | 0 | 0 | 0 | 0
| SPS1 | CH | Fuel consumption in cars¦Motor Diesel¦Total¦New mild hybrid diesel (<60 kW) | PJ/yr. | 0 | 0.00012705 | 0.00040777 | 0.00055202 | 0.00039281 | 0.0001341 | 0 | 0 | 0 | 0 | 0 | 0
| SPS1 | CH | Fuel consumption in cars¦Motor Diesel¦Total¦New mild hybrid diesel (60-100 kW) | PJ/yr. | 0 | 0.00011533 | 0.00042659 | 0.00058386 | 0.00038423 | 0.00012783 | 0 | 0 | 0 | 0 | 0 | 0
| SPS1 | CH | Fuel consumption in cars¦Motor Diesel¦Total¦New mild hybrid diesel (100-140 kW) | PJ/yr. | 0 | 0.00015699 | 0.00046891 | 0.00058399 | 0.00037924 | 0.00011268 | 0 | 0 | 0 | 0 | 0 | 0
| SPS1 | CH | Fuel consumption in cars¦Motor Diesel¦Total¦New mild hybrid diesel (>140 kW) | PJ/yr. | 0 | 0.00010619 | 0.00025845 | 0.00034043 | 0.00021843 | 6.936e-05 | 0 | 0 | 0 | 0 | 0 | 0
| SPS1 | CH | Fuel consumption in cars¦Motor Diesel¦Total¦New plug-in hybrid diesel - diesel part (<60 kW) | PJ/yr. | 1.692e-05 | 0.00023801 | 0.00032861 | 0.00044675 | 0.0004207 | 0.00020022 | 0.00056963 | 0.00035441 | 0.0016649 | 7.7864e-05 | 4.8003e-05 | 4.5612e-05
| SPS1 | CH | Fuel consumption in cars¦Motor Diesel¦Total¦New plug-in hybrid diesel - diesel part (60-100 kW) | PJ/yr. | 5.2246e-06 | 0.00027436 | 0.00092382 | 0.0026798 | 0.0020491 | 0.00098797 | 0.0025691 | 0.0016638 | 0.00099549 | 0.00014252 | 0.00012266 | 7.4795e-05
| SPS1 | CH | Fuel consumption in cars¦Motor Diesel¦Total¦New plug-in hybrid diesel - diesel part (100-140 kW) | PJ/yr. | 9.4982e-05 | 0.72442 | 1.4385 | 7.0048 | 9.5121 | 5.4307 | 4.5161 | 1.3311 | 0.77041 | 0.00017946 | 0.0001498 | 8.0388e-05
| SPS1 | CH | Fuel consumption in cars¦Motor Diesel¦Total¦New plug-in hybrid diesel - diesel part (>140 kW) | PJ/yr. | 0.0058753 | 0.017634 | 0.017703 | 0.056918 | 0.030373 | 0.013486 | 0.0055569 | 0.0030187 | 0.3049 | 0.93609 | 0.85398 | 0.7232
| SPS1 | CH | Fuel consumption in cars¦Gas | PJ/yr. | 0.11262 | 0.10826 | 0.11025 | 0.00048596 | 8.1917e-05 | 0 | 0 | 0 | 0 | 0 | 0 | 0
| SPS1 | CH | Fuel consumption in cars¦Fossil gases | PJ/yr. | 0.10405 | 0.09474 | 0.10936 | 0.00048347 | 0 | 0 | 0 | 0 | 0 | 0 | 0 | 0
| SPS1 | CH | Fuel consumption in cars¦Synthetic gases | PJ/yr. | 0.0085647 | 0.013517 | 0.00089273 | 2.4913e-06 | 0.0995 | 0 | 0 | 0 | 0 | 0 | 0 | 0
| SPS1 | CH | Fuel consumption in cars¦Synthetic gases¦Biogases¦Biogas | PJ/yr. | 0.0085647 | 0.013517 | 0.00089273 | 2.4913e-06 | 2.8858e-06 | 0 | 0 | 0 | 0 | 0 | 0 | 0
| SPS1 | CH | Fuel consumption in cars¦Synthetic gases¦PtG¦PtG gas | PJ/yr. | 0 | 0 | 0 | 0 | 0.099497 | 0 | 0 | 0 | 0 | 0 | 0 | 0
| SPS1 | CH | Fuel consumption in cars¦Gas¦Total¦Conventional gas ICE existing | PJ/yr. | 0 | 0 | 0 | 0 | 0 | 0 | 0 | 0 | 0 | 0 | 0 | 0
| SPS1 | CH | Fuel consumption in cars¦Gas¦Total¦New conventionalgas ICE (<60 kW) | PJ/yr. | 0.0036992 | 0.001803 | 0.0017342 | 0.0001108 | 2.0647e-05 | 0 | 0 | 0 | 0 | 0 | 0 | 0
| SPS1 | CH | Fuel consumption in cars¦Gas¦Total¦New conventional gas ICE (60-100 kW) | PJ/yr. | 0.056078 | 0.05489 | 0.05985 | 0 | 0 | 0 | 0 | 0 | 0 | 0 | 0 | 0
| SPS1 | CH | Fuel consumption in cars¦Gas¦Total¦New conventional gas ICE (100-140 kW) | PJ/yr. | 0.0044374 | 0.0044224 | 0.0048083 | 0.00037516 | 6.1271e-05 | 0 | 0 | 0 | 0 | 0 | 0 | 0
| SPS1 | CH | Fuel consumption in cars¦Gas¦Total¦New conventional gas ICE (>140 kW) | PJ/yr. | 0.048403 | 0.047142 | 0.043861 | 0 | 0 | 0 | 0 | 0 | 0 | 0 | 0 | 0
| SPS1 | CH | Cars mileage | billion km/yr. | 49.0032 | 55.6711 | 60.2612 | 62.3393 | 62.6205 | 62.3446 | 61.7476 | 61.1506 | 60.9554 | 60.7532 | 60.5889 | 60.5521
| SPS1 | CH | Cars mileage¦Electricity¦Existing battery electric cars | billion km/yr. | 0.4162 | 0.36068 | 0.27746 | 0.13873 | 0 | 0 | 0 | 0 | 0 | 0 | 0 | 0
| SPS1 | CH | Cars mileage¦Electricity¦New battery electric cars (<60kW) | billion km/yr. | 0.01385 | 0.025412 | 0.020323 | 0.95355 | 1.8847 | 2.3102 | 2.409 | 2.4471 | 2.4362 | 2.4304 | 2.4235 | 2.4216
| SPS1 | CH | Cars mileage¦Electricity¦New battery electric cars (60-100 kW) | billion km/yr. | 0.096871 | 0.15003 | 1.5274 | 8.4849 | 16.7582 | 18.2317 | 18.2211 | 18.0456 | 17.986 | 17.9275 | 17.8797 | 17.8703
| SPS1 | CH | Cars mileage¦Electricity¦New battery electric cars (100-140 kW) | billion km/yr. | 0.061519 | 0.12643 | 0.13178 | 0.10887 | 0.85193 | 5.9605 | 5.2977 | 12.448 | 14.0786 | 16.962 | 23.7473 | 19.7017
| SPS1 | CH | Cars mileage¦Electricity¦New battery electric cars (>140 kW) | billion km/yr. | 0.19357 | 1.2702 | 3.3664 | 12.7173 | 20.5487 | 22.6295 | 23.2046 | 23.5719 | 22.0118 | 19.1927 | 12.4621 | 17.1066
| SPS1 | CH | Cars mileage¦Electricity¦New plug-in hybrid gasoline (<60 kW) | billion km/yr. | 0.00021104 | 0.00037632 | 0.00040625 | 0.0004409 | 0.00035613 | 0.00020165 | 0.00018832 | 8.9094e-05 | 0.00075505 | 0.0013323 | 0.0016541 | 0.002107
| SPS1 | CH | Cars mileage¦Electricity¦New plug-in hybrid gasoline (60-100 kW) | billion km/yr. | 0.048777 | 0.098567 | 0.069431 | 0.078279 | 0.009882 | 0.00067395 | 0.00058548 | 0.00040953 | 0.0030248 | 0.003212 | 0.0026371 | 0.0012694
| SPS1 | CH | Cars mileage¦Electricity¦New plug-in hybrid gasoline (100-140 kW) | billion km/yr. | 0.047439 | 0.15573 | 1.2047 | 3.6031 | 9.5753 | 7.3784 | 7.4279 | 2.7304 | 1.6535 | 0.0048671 | 0.0044031 | 0.0024255
| SPS1 | CH | Cars mileage¦Electricity¦New plug-in hybrid gasoline (>140 kW) | billion km/yr. | 0.090627 | 0.15863 | 0.15231 | 0.12395 | 0.024751 | 0.0016205 | 0.0010558 | 0.00056635 | 0.95933 | 2.4881 | 2.392 | 2.0273
| SPS1 | CH | Cars mileage¦Electricity¦New plug-in hybrid diesel (<60 kW) | billion km/yr. | 1.2324e-05 | 0.00019235 | 0.0002729 | 0.00040533 | 0.00040522 | 0.00022422 | 0.00071179 | 0.00054579 | 0.0030082 | 0.00014699 | 9.2046e-05 | 8.9594e-05
| SPS1 | CH | Cars mileage¦Electricity¦New plug-in hybrid diesel (60-100 kW) | billion km/yr. | 2.767e-06 | 0.00018375 | 0.00063584 | 0.0017854 | 0.0016445 | 0.0009351 | 0.0028091 | 0.0022458 | 0.0016452 | 0.00025297 | 0.00022312 | 0.0001396
| SPS1 | CH | Cars mileage¦Electricity¦New plug-in hybrid diesel (100-140 kW) | billion km/yr. | 5.222e-05 | 0.47662 | 0.98536 | 5.4989 | 7.6824 | 5.3296 | 5.1762 | 1.8998 | 1.2916 | 0.0003716 | 0.0003191 | 0.00017151
| SPS1 | CH | Cars mileage¦Electricity¦New plug-in hybrid diesel (>140 kW) | billion km/yr. | 0.003096 | 0.0093552 | 0.0095497 | 0.032419 | 0.022711 | 0.011923 | 0.0057083 | 0.0038651 | 0.52993 | 1.7423 | 1.6749 | 1.4185
| SPS1 | CH | Cars mileage¦Hydrogen¦New fuel cell cars (<60 kW) | billion km/yr. | 0 | 8.5958e-06 | 1.0439e-05 | 1.3084e-07 | 3.9396e-07 | 9.4116e-07 | 5.755e-07 | 3.9896e-07 | 1.8713e-07 | 1.353e-07 | 0 | 1.6307e-06
| SPS1 | CH | Cars mileage¦Hydrogen¦New fuel cell cars (60-100 kW) | billion km/yr. | 7.2418e-05 | 8.6469e-05 | 8.3977e-05 | 1.3567e-06 | 1.3453e-06 | 1.1617e-06 | 1.2323e-06 | 1.2602e-06 | 1.1601e-06 | 1.4328e-06 | 1.1775e-06 | 4.1289e-06
| SPS1 | CH | Cars mileage¦Hydrogen¦New fuel cell cars (100-140 kW) | billion km/yr. | 0.00064267 | 0.0015576 | 0.0014765 | 1.9857e-06 | 1.3682e-06 | 9.3973e-07 | 1.2358e-06 | 1.3216e-06 | 1.3851e-06 | 1.7744e-06 | 2.2942e-06 | 4.8924e-06
| SPS1 | CH | Cars mileage¦Hydrogen¦New fuel cell cars (>140 kW) | billion km/yr. | 0 | 6.0816e-06 | 7.3758e-06 | 1.1487e-06 | 1.1579e-06 | 1.1174e-06 | 1.1653e-06 | 1.1787e-06 | 9.7133e-07 | 1.2198e-06 | 7.645e-07 | 3.7411e-06
| SPS1 | CH | Cars mileage¦Motor Gasoline¦Total¦Conventional gasoline hybrid existing | billion km/yr. | 0.61925 | 0.62769 | 0.48284 | 0.24142 | 0 | 0 | 0 | 0 | 0 | 0 | 0 | 0
| SPS1 | CH | Cars mileage¦Motor Gasoline¦Total¦New conventional gasoline hybrid (<60 kW) | billion km/yr. | 0.052469 | 0.061927 | 0.043534 | 0.034815 | 0.0028774 | 0.00014053 | 0 | 0 | 0 | 0 | 0 | 0
| SPS1 | CH | Cars mileage¦Motor Gasoline¦Total¦New conventional gasoline hybrid (60-100 kW) | billion km/yr. | 0.22078 | 0.40981 | 1.4772 | 1.2751 | 0.55179 | 0.079352 | 0 | 0 | 0 | 0 | 0 | 0
| SPS1 | CH | Cars mileage¦Motor Gasoline¦Total¦New conventional gasoline hybrid (100-140 kW) | billion km/yr. | 0.20238 | 2.7969 | 2.6428 | 2.1281 | 0.68515 | 4.5306e-05 | 0 | 0 | 0 | 0 | 0 | 0
| SPS1 | CH | Cars mileage¦Motor Gasoline¦Total¦New conventional gasoline hybrid (>140 kW) | billion km/yr. | 0.10428 | 0.17915 | 0.17077 | 0.14379 | 0.02509 | 4.5325e-05 | 0 | 0 | 0 | 0 | 0 | 0
| SPS1 | CH | Cars mileage¦Motor Gasoline¦Total¦Conventional gasoline ICE existing | billion km/yr. | 18.303 | 15.8743 | 14.7739 | 5.6331 | 0 | 0 | 0 | 0 | 0 | 0 | 0 | 0
| SPS1 | CH | Cars mileage¦Motor Gasoline¦Total¦New conventional gasoline ICE (<60 kW) | billion km/yr. | 0.3387 | 0.37226 | 0.84927 | 0.71754 | 0.37917 | 0.059368 | 0 | 0 | 0 | 0 | 0 | 0
| SPS1 | CH | Cars mileage¦Motor Gasoline¦Total¦New conventional gasoline ICE (60-100 kW) | billion km/yr. | 2.2829 | 3.2078 | 2.6811 | 2.503 | 0.099686 | 0.00042043 | 0 | 0 | 0 | 0 | 0 | 0
| SPS1 | CH | Cars mileage¦Motor Gasoline¦Total¦New conventional gasoline ICE (100-140 kW) | billion km/yr. | 1.9475 | 2.9622 | 3.6099 | 2.978 | 0.56813 | 0.069542 | 0 | 0 | 0 | 0 | 0 | 0
| SPS1 | CH | Cars mileage¦Motor Gasoline¦Total¦New conventional gasoline ICE (>140 kW) | billion km/yr. | 1.7124 | 2.2768 | 4.8069 | 4.0581 | 1.6894 | 0.19151 | 0 | 0 | 0 | 0 | 0 | 0
| SPS1 | CH | Cars mileage¦Motor Gasoline¦Total¦New mild hybrid gasoline (<60 kW) | billion km/yr. | 0 | 7.1432e-05 | 0.00028096 | 0.00035823 | 0.00025511 | 8.2113e-05 | 0 | 0 | 0 | 0 | 0 | 0
| SPS1 | CH | Cars mileage¦Motor Gasoline¦Total¦New mild hybrid gasoline (60-100 kW) | billion km/yr. | 0 | 5.2448e-05 | 0.00022588 | 0.00032423 | 0.00022245 | 7.7644e-05 | 0 | 0 | 0 | 0 | 0 | 0
| SPS1 | CH | Cars mileage¦Motor Gasoline¦Total¦New mild hybrid gasoline (100-140 kW) | billion km/yr. | 0 | 6.9115e-05 | 0.00024781 | 0.00032129 | 0.0002132 | 6.6231e-05 | 0 | 0 | 0 | 0 | 0 | 0
| SPS1 | CH | Cars mileage¦Motor Gasoline¦Total¦New mild hybrid gasoline (>140 kW) | billion km/yr. | 0 | 8.3475e-05 | 0.00032176 | 0.00047517 | 0.00031098 | 0.00010707 | 0 | 0 | 0 | 0 | 0 | 0
| SPS1 | CH | Cars mileage¦Motor Diesel¦Total¦Conventional diesel hybrid existing | billion km/yr. | 0 | 0 | 0 | 0 | 0 | 0 | 0 | 0 | 0 | 0 | 0 | 0
| SPS1 | CH | Cars mileage¦Motor Diesel¦Total¦New conventional diesel hybrid (<60 kW) | billion km/yr. | 1.2926e-05 | 0.28208 | 0.18953 | 0.15257 | 0.053389 | 0.00036808 | 0 | 0 | 0 | 0 | 0 | 0
| SPS1 | CH | Cars mileage¦Motor Diesel¦Total¦New conventional diesel hybrid (60-100 kW) | billion km/yr. | 0.0033542 | 1.5629 | 2.6776 | 2.2418 | 1.0433 | 0.08743 | 0 | 0 | 0 | 0 | 0 | 0
| SPS1 | CH | Cars mileage¦Motor Diesel¦Total¦New conventional diesel hybrid (100-140 kW) | billion km/yr. | 0.02661 | 0.053822 | 0.051345 | 0.04082 | 0.0090607 | 4.2145e-05 | 0 | 0 | 0 | 0 | 0 | 0
| SPS1 | CH | Cars mileage¦Motor Diesel¦Total¦New conventional diesel hybrid (>140 kW) | billion km/yr. | 0.047665 | 0.11174 | 0.10658 | 0.08939 | 0.019567 | 4.5511e-05 | 0 | 0 | 0 | 0 | 0 | 0
| SPS1 | CH | Cars mileage¦Motor Diesel¦Total¦Conventional diesel ICE existing | billion km/yr. | 17.6737 | 17.236 | 13.2584 | 4.7658 | 0 | 0 | 0 | 0 | 0 | 0 | 0 | 0
| SPS1 | CH | Cars mileage¦Motor Diesel¦Total¦New conventional diesel ICE (<60 kW) | billion km/yr. | 0.0039625 | 0.0045693 | 0.003406 | 0.0025491 | 0.00030874 | 7.3829e-05 | 0 | 0 | 0 | 0 | 0 | 0
| SPS1 | CH | Cars mileage¦Motor Diesel¦Total¦New conventional diesel ICE (60-100 kW) | billion km/yr. | 0.85096 | 0.903 | 0.81694 | 0.63227 | 0.017169 | 6.1345e-05 | 0 | 0 | 0 | 0 | 0 | 0
| SPS1 | CH | Cars mileage¦Motor Diesel¦Total¦New conventional diesel ICE (100-140 kW) | billion km/yr. | 2.6635 | 2.8361 | 2.8066 | 2.1806 | 0.081749 | 4.9124e-05 | 0 | 0 | 0 | 0 | 0 | 0
| SPS1 | CH | Cars mileage¦Motor Diesel¦Total¦New conventional diesel ICE (>140 kW) | billion km/yr. | 0.90403 | 1.0076 | 0.9928 | 0.77505 | 0.031891 | 2.8736e-05 | 0 | 0 | 0 | 0 | 0 | 0
| SPS1 | CH | Cars mileage¦Motor Diesel¦Total¦New mild hybrid diesel (<60 kW) | billion km/yr. | 0 | 7.1405e-05 | 0.00023861 | 0.00033509 | 0.00024045 | 8.4557e-05 | 0 | 0 | 0 | 0 | 0 | 0
| SPS1 | CH | Cars mileage¦Motor Diesel¦Total¦New mild hybrid diesel (60-100 kW) | billion km/yr. | 0 | 5.2142e-05 | 0.00020126 | 0.00028649 | 0.00019024 | 6.5324e-05 | 0 | 0 | 0 | 0 | 0 | 0
| SPS1 | CH | Cars mileage¦Motor Diesel¦Total¦New mild hybrid diesel (100-140 kW) | billion km/yr. | 0 | 6.5981e-05 | 0.00020501 | 0.0002644 | 0.00017367 | 5.3498e-05 | 0 | 0 | 0 | 0 | 0 | 0
| SPS1 | CH | Cars mileage¦Motor Diesel¦Total¦New mild hybrid diesel (>140 kW) | billion km/yr. | 0 | 4.2415e-05 | 0.00010695 | 0.00014649 | 9.5191e-05 | 3.1337e-05 | 0 | 0 | 0 | 0 | 0 | 0
| SPS1 | CH | Cars mileage¦Gas¦Conventional gas ICE existing | billion km/yr. | 0 | 0 | 0 | 0 | 0 | 0 | 0 | 0 | 0 | 0 | 0 | 0
| SPS1 | CH | Cars mileage¦Gas¦New conventionalgas ICE (<60 kW) | billion km/yr. | 0.0022765 | 0.001168 | 0.0011216 | 7.0303e-05 | 1.31e-05 | 0 | 0 | 0 | 0 | 0 | 0 | 0
| SPS1 | CH | Cars mileage¦Gas¦New conventional gas ICE (60-100 kW) | billion km/yr. | 0.035408 | 0.034612 | 0.036961 | 0 | 0 | 0 | 0 | 0 | 0 | 0 | 0 | 0
| SPS1 | CH | Cars mileage¦Gas¦New conventional gas ICE (100-140 kW) | billion km/yr. | 0.0020759 | 0.0020931 | 0.0022674 | 0.00018255 | 2.9814e-05 | 0 | 0 | 0 | 0 | 0 | 0 | 0
| SPS1 | CH | Cars mileage¦Gas¦New conventional gas ICE (>140 kW) | billion km/yr. | 0.033044 | 0.032173 | 0.02993 | 0 | 0 | 0 | 0 | 0 | 0 | 0 | 0 | 0
| SPS1 | CH | Cars efficiency | km/MJ | bar: 2020 to 2070
| SPS1 | CH | Cars efficiency¦Electricity¦Existing battery electric cars | km/MJ | 0.88951 | 0.95695 | 1.0581 | 1.2267 | - | - | - | - | - | - | - | -
| SPS1 | CH | Cars efficiency¦Electricity¦New battery electric cars (<60kW) | km/MJ | 1.8117 | 1.8117 | 1.8117 | 1.8117 | 1.8646 | 1.9171 | 2.0061 | 2.1177 | 2.2121 | 2.3264 | 2.3986 | 2.4389
| SPS1 | CH | Cars efficiency¦Electricity¦New battery electric cars (60-100 kW) | km/MJ | 1.4638 | 1.4638 | 1.4638 | 1.4638 | 1.5183 | 1.5507 | 1.6153 | 1.7365 | 1.8055 | 1.8983 | 1.9686 | 2.002
| SPS1 | CH | Cars efficiency¦Electricity¦New battery electric cars (100-140 kW) | km/MJ | 1.3375 | 1.3375 | 1.3375 | 1.3375 | 1.4069 | 1.4717 | 1.4793 | 1.5978 | 1.6753 | 1.7534 | 1.8181 | 1.835
| SPS1 | CH | Cars efficiency¦Electricity¦New battery electric cars (>140 kW) | km/MJ | 1.295 | 1.295 | 1.295 | 1.295 | 1.3282 | 1.3761 | 1.4445 | 1.5172 | 1.5812 | 1.6464 | 1.6809 | 1.7321
| SPS1 | CH | Cars efficiency¦Electricity¦New plug-in hybrid gasoline (<60 kW) | km/MJ | 0.71167 | 0.75978 | 0.77153 | 0.81067 | 0.84064 | 0.92347 | 1.0066 | 1.0814 | 1.2389 | 1.3355 | 1.3764 | 1.4327
| SPS1 | CH | Cars efficiency¦Electricity¦New plug-in hybrid gasoline (60-100 kW) | km/MJ | 0.59029 | 0.58765 | 0.5902 | 0.59078 | 0.69913 | 0.77454 | 0.85298 | 0.96618 | 1.0747 | 1.1722 | 1.202 | 1.2431
| SPS1 | CH | Cars efficiency¦Electricity¦New plug-in hybrid gasoline (100-140 kW) | km/MJ | 0.54554 | 0.60404 | 0.61793 | 0.66532 | 0.68011 | 0.77227 | 0.85687 | 0.97291 | 1.0169 | 1.1886 | 1.2198 | 1.2578
| SPS1 | CH | Cars efficiency¦Electricity¦New plug-in hybrid gasoline (>140 kW) | km/MJ | 0.51976 | 0.52028 | 0.52117 | 0.54727 | 0.63811 | 0.70743 | 0.77821 | 0.88592 | 0.94442 | 1.0976 | 1.1323 | 1.1446
| SPS1 | CH | Cars efficiency¦Electricity¦New plug-in hybrid diesel (<60 kW) | km/MJ | 0.72841 | 0.77348 | 0.78584 | 0.82539 | 0.85427 | 0.93678 | 1.0186 | 1.1513 | 1.2696 | 1.3173 | 1.3405 | 1.3933
| SPS1 | CH | Cars efficiency¦Electricity¦New plug-in hybrid diesel (60-100 kW) | km/MJ | 0.52961 | 0.63723 | 0.64798 | 0.6361 | 0.70733 | 0.78362 | 0.8677 | 0.98111 | 1.0889 | 1.1533 | 1.1721 | 1.2228
| SPS1 | CH | Cars efficiency¦Electricity¦New plug-in hybrid diesel (100-140 kW) | km/MJ | 0.54978 | 0.61233 | 0.62626 | 0.67374 | 0.68866 | 0.781 | 0.86458 | 0.97898 | 1.0766 | 1.1682 | 1.189 | 1.2318
| SPS1 | CH | Cars efficiency¦Electricity¦New plug-in hybrid diesel (>140 kW) | km/MJ | 0.52694 | 0.52913 | 0.5345 | 0.55203 | 0.6456 | 0.71941 | 0.79111 | 0.89374 | 1.0503 | 1.1053 | 1.1396 | 1.1519
| SPS1 | CH | Cars efficiency¦Hydrogen¦New fuel cell cars (<60 kW) | km/MJ | - | 1.0966 | 1.0966 | 1.0966 | 1.1623 | 1.2248 | 1.2931 | 1.3626 | 1.4541 | 1.5777 | - | 1.5777
| SPS1 | CH | Cars efficiency¦Hydrogen¦New fuel cell cars (60-100 kW) | km/MJ | 0.8915 | 0.8915 | 0.8915 | 0.8915 | 0.92149 | 0.99042 | 1.0423 | 1.095 | 1.1744 | 1.2559 | 1.287 | 1.3008
| SPS1 | CH | Cars efficiency¦Hydrogen¦New fuel cell cars (100-140 kW) | km/MJ | 0.83001 | 0.83001 | 0.83001 | 0.83001 | 0.8568 | 0.92627 | 0.97137 | 1.0228 | 1.0972 | 1.1682 | 1.2025 | 1.2154
| SPS1 | CH | Cars efficiency¦Hydrogen¦New fuel cell cars (>140 kW) | km/MJ | - | 0.83675 | 0.83675 | 0.83675 | 0.86746 | 0.92521 | 0.97026 | 1.0145 | 1.0818 | 1.159 | 1.1885 | 1.1947
| SPS1 | CH | Cars efficiency¦Motor Gasoline¦Total¦Conventional gasoline hybrid existing | km/MJ | 0.4938 | 0.50503 | 0.52189 | 0.54998 | - | - | - | - | - | - | - | -
| SPS1 | CH | Cars efficiency¦Motor Gasoline¦Total¦New conventional gasoline hybrid (<60 kW) | km/MJ | 1.1336 | 1.1588 | 1.1557 | 1.2005 | 1.3214 | 1.0062 | - | - | - | - | - | -
| SPS1 | CH | Cars efficiency¦Motor Gasoline¦Total¦New conventional gasoline hybrid (60-100 kW) | km/MJ | 1.6126 | 1.9208 | 1.8929 | 1.8871 | 1.9122 | 1.8565 | - | - | - | - | - | -
| SPS1 | CH | Cars efficiency¦Motor Gasoline¦Total¦New conventional gasoline hybrid (100-140 kW) | km/MJ | 1.9914 | 2.4905 | 2.4876 | 2.5059 | 2.5493 | 0.85214 | - | - | - | - | - | -
| SPS1 | CH | Cars efficiency¦Motor Gasoline¦Total¦New conventional gasoline hybrid (>140 kW) | km/MJ | 1.1489 | 1.3255 | 1.3419 | 1.3353 | 1.6042 | 0.7571 | - | - | - | - | - | -
| SPS1 | CH | Cars efficiency¦Motor Gasoline¦Total¦Conventional gasoline ICE existing | km/MJ | 0.28604 | 0.29255 | 0.30231 | 0.31859 | - | - | - | - | - | - | - | -
| SPS1 | CH | Cars efficiency¦Motor Gasoline¦Total¦New conventional gasoline ICE (<60 kW) | km/MJ | 0.6832 | 0.67612 | 0.62081 | 0.62043 | 0.59936 | 0.599 | - | - | - | - | - | -
| SPS1 | CH | Cars efficiency¦Motor Gasoline¦Total¦New conventional gasoline ICE (60-100 kW) | km/MJ | 0.60638 | 0.60446 | 0.61033 | 0.60935 | 0.60607 | 0.52699 | - | - | - | - | - | -
| SPS1 | CH | Cars efficiency¦Motor Gasoline¦Total¦New conventional gasoline ICE (100-140 kW) | km/MJ | 0.51672 | 0.51603 | 0.50919 | 0.51206 | 0.49038 | 0.48225 | - | - | - | - | - | -
| SPS1 | CH | Cars efficiency¦Motor Gasoline¦Total¦New conventional gasoline ICE (>140 kW) | km/MJ | 0.4403 | 0.4333 | 0.43396 | 0.43674 | 0.43421 | 0.43445 | - | - | - | - | - | -
| SPS1 | CH | Cars efficiency¦Motor Gasoline¦Total¦New mild hybrid gasoline (<60 kW) | km/MJ | - | 0.51838 | 0.54543 | 0.56527 | 0.57045 | 0.59151 | - | - | - | - | - | -
| SPS1 | CH | Cars efficiency¦Motor Gasoline¦Total¦New mild hybrid gasoline (60-100 kW) | km/MJ | - | 0.41734 | 0.43994 | 0.4602 | 0.46463 | 0.48201 | - | - | - | - | - | -
| SPS1 | CH | Cars efficiency¦Motor Gasoline¦Total¦New mild hybrid gasoline (100-140 kW) | km/MJ | - | 0.38797 | 0.40785 | 0.42455 | 0.42973 | 0.44788 | - | - | - | - | - | -
| SPS1 | CH | Cars efficiency¦Motor Gasoline¦Total¦New mild hybrid gasoline (>140 kW) | km/MJ | - | 0.39332 | 0.41368 | 0.43263 | 0.43715 | 0.45351 | - | - | - | - | - | -
| SPS1 | CH | Cars efficiency¦Motor Diesel¦Total¦Conventional diesel hybrid existing | km/MJ | bar: 2020 to 2070
| SPS1 | CH | Cars efficiency¦Motor Diesel¦Total¦New conventional diesel hybrid (<60 kW) | km/MJ | 0.41824 | 1.6976 | 1.6924 | 1.6898 | 1.6813 | 1.1899 | - | - | - | - | - | -
| SPS1 | CH | Cars efficiency¦Motor Diesel¦Total¦New conventional diesel hybrid (60-100 kW) | km/MJ | 1.1716 | 2.6805 | 2.296 | 2.2794 | 2.1843 | 1.9503 | - | - | - | - | - | -
| SPS1 | CH | Cars efficiency¦Motor Diesel¦Total¦New conventional diesel hybrid (100-140 kW) | km/MJ | 0.89419 | 1.1875 | 1.1827 | 1.2567 | 1.4718 | 0.7765 | - | - | - | - | - | -
| SPS1 | CH | Cars efficiency¦Motor Diesel¦Total¦New conventional diesel hybrid (>140 kW) | km/MJ | 1.3454 | 1.5773 | 1.5864 | 1.6223 | 1.5833 | 0.75736 | - | - | - | - | - | -
| SPS1 | CH | Cars efficiency¦Motor Diesel¦Total¦Conventional diesel ICE existing | km/MJ | 0.33902 | 0.35391 | 0.37626 | 0.4135 | - | - | - | - | - | - | - | -
| SPS1 | CH | Cars efficiency¦Motor Diesel¦Total¦New conventional diesel ICE (<60 kW) | km/MJ | 0.74984 | 0.76767 | 0.77018 | 0.78706 | 0.78162 | 0.65448 | - | - | - | - | - | -
| SPS1 | CH | Cars efficiency¦Motor Diesel¦Total¦New conventional diesel ICE (60-100 kW) | km/MJ | 0.69635 | 0.70374 | 0.73494 | 0.76296 | 0.82871 | 0.53297 | - | - | - | - | - | -
| SPS1 | CH | Cars efficiency¦Motor Diesel¦Total¦New conventional diesel ICE (100-140 kW) | km/MJ | 0.52783 | 0.53242 | 0.53195 | 0.54122 | 0.59131 | 0.4763 | - | - | - | - | - | -
| SPS1 | CH | Cars efficiency¦Motor Diesel¦Total¦New conventional diesel ICE (>140 kW) | km/MJ | 0.46602 | 0.45575 | 0.45676 | 0.46322 | 0.39124 | 0.425 | - | - | - | - | - | -
| SPS1 | CH | Cars efficiency¦Motor Diesel¦Total¦New mild hybrid diesel (<60 kW) | km/MJ | - | 0.56204 | 0.58516 | 0.60702 | 0.61212 | 0.63053 | - | - | - | - | - | -
| SPS1 | CH | Cars efficiency¦Motor Diesel¦Total¦New mild hybrid diesel (60-100 kW) | km/MJ | - | 0.4521 | 0.47178 | 0.49069 | 0.49513 | 0.51102 | - | - | - | - | - | -
| SPS1 | CH | Cars efficiency¦Motor Diesel¦Total¦New mild hybrid diesel (100-140 kW) | km/MJ | - | 0.42028 | 0.4372 | 0.45274 | 0.45795 | 0.47476 | - | - | - | - | - | -
| SPS1 | CH | Cars efficiency¦Motor Diesel¦Total¦New mild hybrid diesel (>140 kW) | km/MJ | - | 0.39943 | 0.4138 | 0.4303 | 0.4358 | 0.4518 | - | - | - | - | - | -
| SPS1 | CH | Cars efficiency¦Gas¦Conventional gas ICE existing | km/MJ | - | 0 | 0 | 0 | 0 | 0 | 0 | 0 | 0 | 0 | 0 | 0
| SPS1 | CH | Cars efficiency¦Gas¦New conventionalgas ICE (<60 kW) | km/MJ | 0.6154 | 4.2571 | 1.2141 | 0.026235 | 0.0063934 | 0 | 0 | 0 | 0 | 0 | 0 | 0
| SPS1 | CH | Cars efficiency¦Gas¦New conventional gas ICE (60-100 kW) | km/MJ | 0.6314 | 0.047779 | 0.025695 | 0 | 0 | 0 | 0 | 0 | 0 | 0 | 0 | 0
| SPS1 | CH | Cars efficiency¦Gas¦New conventional gas ICE (100-140 kW) | km/MJ | 0.46783 | 0.1187 | 0.12808 | 0.0032072 | 0.00098159 | 0 | 0 | 0 | 0 | 0 | 0 | 0
| SPS1 | CH | Cars efficiency¦Gas¦New conventional gas ICE (>140 kW) | km/MJ | 0.68269 | 0.29719 | 0.27147 | 0 | 0 | - | - | - | - | - | - | -
| SPS1 | CH | Fuel consumption in urban buses | PJ/yr. | 0.75789 | 1.3361 | 2.357 | 1.1833 | 1.1958 | 1.1822 | 1.1836 | 1.1484 | 1.1643 | 1.1926 | 1.2291 | 1.2711
| SPS1 | CH | Fuel consumption in urban buses¦Electricity | PJ/yr. | 0.004865 | 0.010921 | 0.013455 | 1.1833 | 1.1958 | 1.1822 | 1.1836 | 1.1484 | 1.1643 | 1.1926 | 1.2291 | 1.2711
| SPS1 | CH | Fuel consumption in urban buses¦Electricity¦Existing electric urban buses | PJ/yr. | 0.0004766 | 0.00047534 | 0.00046659 | 0 | 0 | 0 | 0 | 0 | 0 | 0 | 0 | 0
| SPS1 | CH | Fuel consumption in urban buses¦Electricity¦New electric urban buses (Mini) | PJ/yr. | 2.4418e-07 | 0.00030361 | 0.00095759 | 0.24331 | 0.2443 | 0.25219 | 0.25021 | 0.24184 | 0.24522 | 0.25042 | 0.25807 | 0.26687
| SPS1 | CH | Fuel consumption in urban buses¦Electricity¦New electric urban buses (Midi) | PJ/yr. | 0.00096905 | 0.0017514 | 0.0025828 | 0.12291 | 0.12235 | 0.12622 | 0.12538 | 0.12087 | 0.12249 | 0.12492 | 0.12874 | 0.13313
| SPS1 | CH | Fuel consumption in urban buses¦Electricity¦New electric urban buses (Maxi) | PJ/yr. | 0.0033491 | 0.0083509 | 0.0093319 | 0.80641 | 0.8284 | 0.80372 | 0.80798 | 0.78561 | 0.79655 | 0.81722 | 0.8422 | 0.87096
| SPS1 | CH | Fuel consumption in urban buses¦Electricity¦New electric urban buses (Mega) | PJ/yr. | 7.0033e-05 | 3.9893e-05 | 0.00011561 | 0.010638 | 0.00079407 | 3.4841e-05 | 3.0037e-05 | 6.4784e-05 | 4.8916e-05 | 7.865e-05 | 9.7424e-05 | 0.00016404
| SPS1 | CH | Fuel consumption in urban buses¦Hydrogen | PJ/yr. | 0 | 0 | 0 | 0 | 0 | 3.5033e-07 | 3.2233e-07 | 0 | 0 | 0 | 0 | 0
| SPS1 | CH | Fuel consumption in urban buses¦Hydrogen¦New fuel cell urban buses (Mini) | PJ/yr. | 0 | 0 | 0 | 0 | 0 | 0 | 0 | 0 | 0 | 0 | 0 | 0
| SPS1 | CH | Fuel consumption in urban buses¦Hydrogen¦New fuel cell urban buses (Midi) | PJ/yr. | 0 | 0 | 0 | 0 | 0 | 0 | 0 | 0 | 0 | 0 | 0 | 0
| SPS1 | CH | Fuel consumption in urban buses¦Hydrogen¦New fuel cell urban buses (Maxi) | PJ/yr. | 0 | 0 | 0 | 0 | 0 | 3.5033e-07 | 3.2233e-07 | 0 | 0 | 0 | 0 | 0
| SPS1 | CH | Fuel consumption in urban buses¦Hydrogen¦New fuel cell urban buses (Mega) | PJ/yr. | 0 | 0 | 0 | 0 | 0 | 0 | 0 | 0 | 0 | 0 | 0 | 0
| SPS1 | CH | Fuel consumption in urban buses¦Motor Diesel | PJ/yr. | 0.75271 | 1.3247 | 2.3343 | 4.522e-05 | 0 | 0 | 0 | 0 | 0 | 0 | 0 | 0
| SPS1 | CH | Fuel consumption in urban buses¦Motor Diesel¦Fossil liquids | PJ/yr. | 0.73404 | 1.2899 | 2.2295 | 4.3113e-05 | 0 | 0 | 0 | 0 | 0 | 0 | 0 | 0
| SPS1 | CH | Fuel consumption in urban buses¦Motor Diesel¦Synthetic liquids | PJ/yr. | 0.018672 | 0.034801 | 0.10476 | 2.1067e-06 | 0 | 0 | 0 | 0 | 0 | 0 | 0 | 0
| SPS1 | CH | Fuel consumption in urban buses¦Motor Diesel¦Synthetic liquids¦Bioliquids¦Biodiesel | PJ/yr. | 0.018672 | 0.034801 | 0.10476 | 2.1067e-06 | 0 | 0 | 0 | 0 | 0 | 0 | 0 | 0
| SPS1 | CH | Fuel consumption in urban buses¦Motor Diesel¦Synthetic liquids¦PtL¦PtL Diesel | PJ/yr. | 0 | 0 | 0 | 0 | 0 | 0 | 0 | 0 | 0 | 0 | 0 | 0
| SPS1 | CH | Fuel consumption in urban buses¦Motor Diesel¦Total¦New conventional hybrid diesel urban buses (Mini) | PJ/yr. | 0 | 0.059799 | 0.059951 | 0 | 0 | 0 | 0 | 0 | 0 | 0 | 0 | 0
| SPS1 | CH | Fuel consumption in urban buses¦Motor Diesel¦Total¦New conventional hybrid diesel urban buses (Midi) | PJ/yr. | 0 | 0.00021946 | 0.00031624 | 0 | 0 | 0 | 0 | 0 | 0 | 0 | 0 | 0
| SPS1 | CH | Fuel consumption in urban buses¦Motor Diesel¦Total¦New conventional hybrid diesel urban buses (Maxi) | PJ/yr. | 0 | 0.00021924 | 0.00030577 | 0 | 0 | 0 | 0 | 0 | 0 | 0 | 0 | 0
| SPS1 | CH | Fuel consumption in urban buses¦Motor Diesel¦Total¦New conventional hybrid diesel urban buses (Mega) | PJ/yr. | 0 | 2.6655e-06 | 4.5974e-06 | 0 | 0 | 0 | 0 | 0 | 0 | 0 | 0 | 0
| SPS1 | CH | Fuel consumption in urban buses¦Motor Diesel¦Total¦Existing ICE diesel urban buses | PJ/yr. | 0.01734 | 0.017318 | 0.01725 | 0 | 0 | 0 | 0 | 0 | 0 | 0 | 0 | 0
| SPS1 | CH | Fuel consumption in urban buses¦Motor Diesel¦Total¦New conventional ICE diesel urban buses (Mini) | PJ/yr. | 0.00026323 | 0.19396 | 0.40086 | 4.522e-05 | 0 | 0 | 0 | 0 | 0 | 0 | 0 | 0
| SPS1 | CH | Fuel consumption in urban buses¦Motor Diesel¦Total¦New conventional ICE diesel urban buses (Midi) | PJ/yr. | 0.11079 | 0.13711 | 0.24147 | 0 | 0 | 0 | 0 | 0 | 0 | 0 | 0 | 0
| SPS1 | CH | Fuel consumption in urban buses¦Motor Diesel¦Total¦New conventional ICE diesel urban buses (Maxi) | PJ/yr. | 0.62127 | 0.91602 | 1.614 | 0 | 0 | 0 | 0 | 0 | 0 | 0 | 0 | 0
| SPS1 | CH | Fuel consumption in urban buses¦Motor Diesel¦Total¦New conventional ICE diesel urban buses (Mega) | PJ/yr. | 0.0030425 | 8.4153e-05 | 8.274e-05 | 0 | 0 | 0 | 0 | 0 | 0 | 0 | 0 | 0
| SPS1 | CH | Fuel consumption in urban buses¦Motor Gas | PJ/yr. | 0.00031668 | 0.00047019 | 0.0092692 | 0 | 0 | 0 | 0 | 0 | 0 | 0 | 0 | 0
| SPS1 | CH | Fuel consumption in urban buses¦Motor Gas¦Fossil gases | PJ/yr. | 0.0002926 | 0.00041148 | 0.0091942 | 0 | 0 | 0 | 0 | 0 | 0 | 0 | 0 | 0
| SPS1 | CH | Fuel consumption in urban buses¦Motor Gas¦Synthetic gases | PJ/yr. | 2.4084e-05 | 5.8709e-05 | 7.5054e-05 | 0 | 0 | 0 | 0 | 0 | 0 | 0 | 0 | 0
| SPS1 | CH | Fuel consumption in urban buses¦Motor Gas¦Synthetic gases¦Biogases¦Biogas | PJ/yr. | 2.4084e-05 | 5.8709e-05 | 7.5054e-05 | 0 | 0 | 0 | 0 | 0 | 0 | 0 | 0 | 0
| SPS1 | CH | Fuel consumption in urban buses¦Motor Gas¦Synthetic gases¦PtG¦PtG gas | PJ/yr. | 0 | 0 | 0 | 0 | 0 | 0 | 0 | 0 | 0 | 0 | 0 | 0
| SPS1 | CH | Fuel consumption in urban buses¦Motor Gas¦Total¦Existing ICE Gas urban buses | PJ/yr. | 0.00031668 | 0.00031699 | 0.00031599 | 0 | 0 | 0 | 0 | 0 | 0 | 0 | 0 | 0
| SPS1 | CH | Fuel consumption in urban buses¦Motor Gas¦Total¦New conventional ICE gas urban buses (Mini) | PJ/yr. | 0 | 6.4883e-05 | 0.00025914 | 0 | 0 | 0 | 0 | 0 | 0 | 0 | 0 | 0
| SPS1 | CH | Fuel consumption in urban buses¦Motor Gas¦Total¦New conventional ICE gas urban buses (Midi) | PJ/yr. | 0 | 4.944e-05 | 0.00047183 | 0 | 0 | 0 | 0 | 0 | 0 | 0 | 0 | 0
| SPS1 | CH | Fuel consumption in urban buses¦Motor Gas¦Total¦New conventional ICE gas urban buses (Maxi) | PJ/yr. | 0 | 3.8876e-05 | 0.0082212 | 0 | 0 | 0 | 0 | 0 | 0 | 0 | 0 | 0
| SPS1 | CH | Fuel consumption in urban buses¦Motor Gas¦Total¦New conventional ICE gas urban buses (Mega) | PJ/yr. | 0 | 0 | 1.1042e-06 | 0 | 0 | 0 | 0 | 0 | 0 | 0 | 0 | 0
| SPS1 | CH | Urban buses mileage | billion km/yr. | 0.29537 | 0.30114 | 0.30982 | 0.3243 | 0.33846 | 0.35285 | 0.36514 | 0.37745 | 0.38804 | 0.39908 | 0.41128 | 0.42533
| SPS1 | CH | Urban buses mileage¦Electricity¦Existing electric urban buses | billion km/yr. | 0.0019973 | 0.0016037 | 0.0010025 | 0 | 0 | 0 | 0 | 0 | 0 | 0 | 0 | 0
| SPS1 | CH | Urban buses mileage¦Electricity¦New electric urban buses (Mini) | billion km/yr. | 9.2468e-08 | 0.00011914 | 0.00038931 | 0.10884 | 0.11508 | 0.12009 | 0.12428 | 0.12846 | 0.13206 | 0.13582 | 0.13997 | 0.14474
| SPS1 | CH | Urban buses mileage¦Electricity¦New electric urban buses (Midi) | billion km/yr. | 0.00026666 | 0.00048562 | 0.00073466 | 0.039834 | 0.041573 | 0.04334 | 0.044851 | 0.046362 | 0.047663 | 0.04902 | 0.050518 | 0.052244
| SPS1 | CH | Urban buses mileage¦Electricity¦New electric urban buses (Maxi) | billion km/yr. | 0.00061279 | 0.0015406 | 0.001736 | 0.17409 | 0.18169 | 0.18941 | 0.19601 | 0.20261 | 0.2083 | 0.21423 | 0.22078 | 0.22832
| SPS1 | CH | Urban buses mileage¦Electricity¦New electric urban buses (Mega) | billion km/yr. | 8.5431e-06 | 5.0075e-06 | 1.4841e-05 | 0.0015339 | 0.0001149 | 5.5011e-06 | 4.983e-06 | 1.1167e-05 | 8.5836e-06 | 1.3801e-05 | 1.7096e-05 | 2.8785e-05
| SPS1 | CH | Urban buses mileage¦Hydrogen¦New fuel cell urban buses (Mini) | billion km/yr. | 0 | 0 | 0 | 0 | 0 | 0 | 0 | 0 | 0 | 0 | 0 | 0
| SPS1 | CH | Urban buses mileage¦Hydrogen¦New fuel cell urban buses (Midi) | billion km/yr. | 0 | 0 | 0 | 0 | 0 | 0 | 0 | 0 | 0 | 0 | 0 | 0
| SPS1 | CH | Urban buses mileage¦Hydrogen¦New fuel cell urban buses (Maxi) | billion km/yr. | 0 | 0 | 0 | 0 | 0 | 4.2557e-08 | 4.4552e-08 | 0 | 0 | 0 | 0 | 0
| SPS1 | CH | Urban buses mileage¦Hydrogen¦New fuel cell urban buses (Mega) | billion km/yr. | 0 | 0 | 0 | 0 | 0 | 0 | 0 | 0 | 0 | 0 | 0 | 0
| SPS1 | CH | Urban buses mileage¦Motor Diesel¦Total¦New conventional hybrid diesel urban buses (Mini) | billion km/yr. | 0 | 0.0097182 | 0.0097442 | 0 | 0 | 0 | 0 | 0 | 0 | 0 | 0 | 0
| SPS1 | CH | Urban buses mileage¦Motor Diesel¦Total¦New conventional hybrid diesel urban buses (Midi) | billion km/yr. | 0 | 2.5566e-05 | 3.7396e-05 | 0 | 0 | 0 | 0 | 0 | 0 | 0 | 0 | 0
| SPS1 | CH | Urban buses mileage¦Motor Diesel¦Total¦New conventional hybrid diesel urban buses (Maxi) | billion km/yr. | 0 | 1.7152e-05 | 2.4256e-05 | 0 | 0 | 0 | 0 | 0 | 0 | 0 | 0 | 0
| SPS1 | CH | Urban buses mileage¦Motor Diesel¦Total¦New conventional hybrid diesel urban buses (Mega) | billion km/yr. | 0 | 1.4061e-07 | 2.469e-07 | 0 | 0 | 0 | 0 | 0 | 0 | 0 | 0 | 0
| SPS1 | CH | Urban buses mileage¦Motor Diesel¦Total¦Existing ICE diesel urban buses | billion km/yr. | 0.24222 | 0.19378 | 0.12111 | 0 | 0 | 0 | 0 | 0 | 0 | 0 | 0 | 0
| SPS1 | CH | Urban buses mileage¦Motor Diesel¦Total¦New conventional ICE diesel urban buses (Mini) | billion km/yr. | 3.262e-05 | 0.024925 | 0.052942 | 5.6036e-06 | 0 | 0 | 0 | 0 | 0 | 0 | 0 | 0
| SPS1 | CH | Urban buses mileage¦Motor Diesel¦Total¦New conventional ICE diesel urban buses (Midi) | billion km/yr. | 0.0096903 | 0.01204 | 0.021972 | 0 | 0 | 0 | 0 | 0 | 0 | 0 | 0 | 0
| SPS1 | CH | Urban buses mileage¦Motor Diesel¦Total¦New conventional ICE diesel urban buses (Maxi) | billion km/yr. | 0.036002 | 0.053313 | 0.097331 | 0 | 0 | 0 | 0 | 0 | 0 | 0 | 0 | 0
| SPS1 | CH | Urban buses mileage¦Motor Diesel¦Total¦New conventional ICE diesel urban buses (Mega) | billion km/yr. | 0.00011758 | 3.2684e-06 | 3.2355e-06 | 0 | 0 | 0 | 0 | 0 | 0 | 0 | 0 | 0
| SPS1 | CH | Urban buses mileage¦Motor Gas¦Total¦Existing ICE Gas urban buses | billion km/yr. | 0.0044237 | 0.0035462 | 0.0022165 | 0 | 0 | 0 | 0 | 0 | 0 | 0 | 0 | 0
| SPS1 | CH | Urban buses mileage¦Motor Gas¦Total¦New conventional ICE gas urban buses (Mini) | billion km/yr. | 0 | 7.8013e-06 | 3.236e-05 | 0 | 0 | 0 | 0 | 0 | 0 | 0 | 0 | 0
| SPS1 | CH | Urban buses mileage¦Motor Gas¦Total¦New conventional ICE gas urban buses (Midi) | billion km/yr. | 0 | 4.2023e-06 | 4.1926e-05 | 0 | 0 | 0 | 0 | 0 | 0 | 0 | 0 | 0
| SPS1 | CH | Urban buses mileage¦Motor Gas¦Total¦New conventional ICE gas urban buses (Maxi) | billion km/yr. | 0 | 2.1935e-06 | 0.00048783 | 0 | 0 | 0 | 0 | 0 | 0 | 0 | 0 | 0
| SPS1 | CH | Urban buses mileage¦Motor Gas¦Total¦New conventional ICE gas urban buses (Mega) | billion km/yr. | 0 | 0 | 4.3807e-08 | 0 | 0 | 0 | 0 | 0 | 0 | 0 | 0 | 0
| SPS1 | CH | Urban buses efficiency | km/MJ | bar: 2020 to 2070
| SPS1 | CH | Urban buses efficiency¦Electricity¦Existing electric urban buses | km/MJ | 4.1906 | 3.3738 | 2.1485 | - | - | - | - | - | - | - | - | -
| SPS1 | CH | Urban buses efficiency¦Electricity¦New electric urban buses (Mini) | km/MJ | 0.37869 | 0.39241 | 0.40655 | 0.44733 | 0.47108 | 0.47618 | 0.49669 | 0.53118 | 0.53855 | 0.54236 | 0.54236 | 0.54236
| SPS1 | CH | Urban buses efficiency¦Electricity¦New electric urban buses (Midi) | km/MJ | 0.27518 | 0.27728 | 0.28444 | 0.32409 | 0.33977 | 0.34338 | 0.35773 | 0.38357 | 0.38912 | 0.39242 | 0.39242 | 0.39242
| SPS1 | CH | Urban buses efficiency¦Electricity¦New electric urban buses (Maxi) | km/MJ | 0.18297 | 0.18448 | 0.18603 | 0.21588 | 0.21932 | 0.23567 | 0.24259 | 0.25791 | 0.2615 | 0.26214 | 0.26214 | 0.26214
| SPS1 | CH | Urban buses efficiency¦Electricity¦New electric urban buses (Mega) | km/MJ | 0.12199 | 0.12552 | 0.12837 | 0.14419 | 0.1447 | 0.15789 | 0.1659 | 0.17237 | 0.17548 | 0.17548 | 0.17548 | 0.17548
| SPS1 | CH | Urban buses efficiency¦Hydrogen¦New fuel cell urban buses (Mini) | km/MJ | bar: 2020 to 2070
| SPS1 | CH | Urban buses efficiency¦Hydrogen¦New fuel cell urban buses (Midi) | km/MJ | bar: 2020 to 2070
| SPS1 | CH | Urban buses efficiency¦Hydrogen¦New fuel cell urban buses (Maxi) | km/MJ | - | - | - | - | - | 0.12148 | 0.13822 | - | - | - | - | -
| SPS1 | CH | Urban buses efficiency¦Hydrogen¦New fuel cell urban buses (Mega) | km/MJ | bar: 2020 to 2070
| SPS1 | CH | Urban buses efficiency¦Motor Diesel¦Total¦New conventional hybrid diesel urban buses (Mini) | km/MJ | - | 0.16251 | 0.16254 | - | - | - | - | - | - | - | - | -
| SPS1 | CH | Urban buses efficiency¦Motor Diesel¦Total¦New conventional hybrid diesel urban buses (Midi) | km/MJ | - | 0.11649 | 0.11825 | - | - | - | - | - | - | - | - | -
| SPS1 | CH | Urban buses efficiency¦Motor Diesel¦Total¦New conventional hybrid diesel urban buses (Maxi) | km/MJ | - | 0.078236 | 0.079326 | - | - | - | - | - | - | - | - | -
| SPS1 | CH | Urban buses efficiency¦Motor Diesel¦Total¦New conventional hybrid diesel urban buses (Mega) | km/MJ | - | 0.052751 | 0.053705 | - | - | - | - | - | - | - | - | -
| SPS1 | CH | Urban buses efficiency¦Motor Diesel¦Total¦Existing ICE diesel urban buses | km/MJ | 13.9687 | 11.1896 | 7.021 | - | - | - | - | - | - | - | - | -
| SPS1 | CH | Urban buses efficiency¦Motor Diesel¦Total¦New conventional ICE diesel urban buses (Mini) | km/MJ | 0.12392 | 0.12851 | 0.13207 | 0.12392 | - | - | - | - | - | - | - | -
| SPS1 | CH | Urban buses efficiency¦Motor Diesel¦Total¦New conventional ICE diesel urban buses (Midi) | km/MJ | 0.087466 | 0.087815 | 0.090993 | - | - | - | - | - | - | - | - | -
| SPS1 | CH | Urban buses efficiency¦Motor Diesel¦Total¦New conventional ICE diesel urban buses (Maxi) | km/MJ | 0.05795 | 0.0582 | 0.060303 | - | - | - | - | - | - | - | - | -
| SPS1 | CH | Urban buses efficiency¦Motor Diesel¦Total¦New conventional ICE diesel urban buses (Mega) | km/MJ | 0.038646 | 0.038839 | 0.039105 | - | - | - | - | - | - | - | - | -
| SPS1 | CH | Urban buses efficiency¦Motor Gas¦Total¦Existing ICE Gas urban buses | km/MJ | 13.9687 | 11.187 | 7.0145 | - | - | - | - | - | - | - | - | -
| SPS1 | CH | Urban buses efficiency¦Motor Gas¦Total¦New conventional ICE gas urban buses (Mini) | km/MJ | - | 0.12024 | 0.12487 | - | - | - | - | - | - | - | - | -
| SPS1 | CH | Urban buses efficiency¦Motor Gas¦Total¦New conventional ICE gas urban buses (Midi) | km/MJ | - | 0.084998 | 0.088859 | - | - | - | - | - | - | - | - | -
| SPS1 | CH | Urban buses efficiency¦Motor Gas¦Total¦New conventional ICE gas urban buses (Maxi) | km/MJ | - | 0.056422 | 0.059338 | - | - | - | - | - | - | - | - | -
| SPS1 | CH | Urban buses efficiency¦Motor Gas¦Total¦New conventional ICE gas urban buses (Mega) | km/MJ | - | - | 0.039674 | - | - | - | - | - | - | - | - | -
| SPS1 | CH | Fuel consumption in coaches | PJ/yr. | 0.81329 | 0.84681 | 1.0409 | 0.38737 | 0.37054 | 0.35421 | 0.34355 | 0.32414 | 0.32676 | 0.3344 | 0.34367 | 0.3526
| SPS1 | CH | Fuel consumption in coaches¦Electricity | PJ/yr. | 0.0010436 | 0.0019363 | 0.0024261 | 0.37496 | 0.37054 | 0.35421 | 0.34193 | 0.32252 | 0.32676 | 0.3344 | 0.34367 | 0.3526
| SPS1 | CH | Fuel consumption in coaches¦Electricity¦Existing electric coaches | PJ/yr. | 0 | 0 | 0 | 0 | 0 | 0 | 0 | 0 | 0 | 0 | 0 | 0
| SPS1 | CH | Fuel consumption in coaches¦Electricity¦New electric coaches (Mini) | PJ/yr. | 0.00035551 | 0.0011553 | 0.001502 | 0.14113 | 0.13768 | 0.13765 | 0.13132 | 0.12225 | 0.12518 | 0.12768 | 0.1312 | 0.13459
| SPS1 | CH | Fuel consumption in coaches¦Electricity¦New electric coaches (Midi) | PJ/yr. | 0.00051468 | 0.00056737 | 0.0006643 | 0.17698 | 0.17655 | 0.16446 | 0.15958 | 0.15236 | 0.15273 | 0.15653 | 0.16086 | 0.16503
| SPS1 | CH | Fuel consumption in coaches¦Electricity¦New electric coaches (Maxi) | PJ/yr. | 0.00017343 | 0.00020273 | 0.00024191 | 0.056843 | 0.056297 | 0.052052 | 0.050979 | 0.047841 | 0.048777 | 0.050117 | 0.051504 | 0.052838
| SPS1 | CH | Fuel consumption in coaches¦Electricity¦New electric coaches (Mega) | PJ/yr. | 0 | 1.0873e-05 | 1.7942e-05 | 3.1793e-06 | 9.4273e-06 | 4.1832e-05 | 4.6279e-05 | 6.9906e-05 | 6.8752e-05 | 7.1208e-05 | 0.00010307 | 0.00014386
| SPS1 | CH | Fuel consumption in coaches¦Hydrogen | PJ/yr. | 0 | 0 | 0 | 0 | 0 | 0 | 0 | 0 | 0 | 0 | 0 | 0
| SPS1 | CH | Fuel consumption in coaches¦Hydrogen¦New fuel cell coaches (Mini) | PJ/yr. | 0 | 0 | 0 | 0 | 0 | 0 | 0 | 0 | 0 | 0 | 0 | 0
| SPS1 | CH | Fuel consumption in coaches¦Hydrogen¦New fuel cell coaches (Midi) | PJ/yr. | 0 | 0 | 0 | 0 | 0 | 0 | 0 | 0 | 0 | 0 | 0 | 0
| SPS1 | CH | Fuel consumption in coaches¦Hydrogen¦New fuel cell coaches (Maxi) | PJ/yr. | 0 | 0 | 0 | 0 | 0 | 0 | 0 | 0 | 0 | 0 | 0 | 0
| SPS1 | CH | Fuel consumption in coaches¦Hydrogen¦New fuel cell coaches (Mega) | PJ/yr. | 0 | 0 | 0 | 0 | 0 | 0 | 0 | 0 | 0 | 0 | 0 | 0
| SPS1 | CH | Fuel consumption in coaches¦Motor Diesel | PJ/yr. | 0.81211 | 0.84457 | 1.0295 | 0.0054794 | 0 | 0 | 0.0010335 | 0.0010351 | 0 | 0 | 0 | 0
| SPS1 | CH | Fuel consumption in coaches¦Motor Diesel¦Fossil liquids | PJ/yr. | 0.79197 | 0.82238 | 0.98328 | 0.0052241 | 0 | 0 | 0.00073724 | 0 | 0 | 0 | 0 | 0
| SPS1 | CH | Fuel consumption in coaches¦Motor Diesel¦Synthetic liquids | PJ/yr. | 0.020145 | 0.022187 | 0.046202 | 0.00025528 | 0 | 0 | 0.00029626 | 0.0021621 | 0 | 0 | 0 | 0
| SPS1 | CH | Fuel consumption in coaches¦Motor Diesel¦Synthetic liquids¦Bioliquids¦Biodiesel | PJ/yr. | 0.020145 | 0.022187 | 0.046202 | 0.00025528 | 0 | 0 | 0.00023546 | 0.00052497 | 0 | 0 | 0 | 0
| SPS1 | CH | Fuel consumption in coaches¦Motor Diesel¦Synthetic liquids¦PtL¦PtL Diesel | PJ/yr. | 0 | 0 | 0 | 0 | 0 | 0 | 6.0799e-05 | 0.0016371 | 0 | 0 | 0 | 0
| SPS1 | CH | Fuel consumption in coaches¦Motor Diesel¦Total¦New conventional hybrid diesel coaches (Mini) | PJ/yr. | 0 | 0.00081045 | 0.0009256 | 0 | 0 | 0 | 0.0010323 | 0.0010338 | 0 | 0 | 0 | 0
| SPS1 | CH | Fuel consumption in coaches¦Motor Diesel¦Total¦New conventional hybrid diesel coaches (Midi) | PJ/yr. | 0 | 6.6495e-05 | 0.00013079 | 0 | 0 | 0 | 0 | 0 | 0 | 0 | 0 | 0
| SPS1 | CH | Fuel consumption in coaches¦Motor Diesel¦Total¦New conventional hybrid diesel coaches (Maxi) | PJ/yr. | 0 | 3.9367e-05 | 7.1454e-05 | 0 | 0 | 0 | 0 | 0 | 0 | 0 | 0 | 0
| SPS1 | CH | Fuel consumption in coaches¦Motor Diesel¦Total¦New conventional hybrid diesel coaches (Mega) | PJ/yr. | 0 | 4.0332e-06 | 6.8633e-06 | 0 | 0 | 0 | 0 | 0 | 0 | 0 | 0 | 0
| SPS1 | CH | Fuel consumption in coaches¦Motor Diesel¦Total¦Existing ICE diesel coaches | PJ/yr. | 0.0060278 | 0.0060132 | 0.0059694 | 0 | 0 | 0 | 0 | 0 | 0 | 0 | 0 | 0
| SPS1 | CH | Fuel consumption in coaches¦Motor Diesel¦Total¦New conventional ICE diesel coaches (Mini) | PJ/yr. | 0.11346 | 0.3091 | 0.36912 | 0.0054794 | 0 | 0 | 1.2091e-06 | 1.2491e-06 | 0 | 0 | 0 | 0
| SPS1 | CH | Fuel consumption in coaches¦Motor Diesel¦Total¦New conventional ICE diesel coaches (Midi) | PJ/yr. | 0.51956 | 0.3996 | 0.49397 | 0 | 0 | 0 | 0 | 0 | 0 | 0 | 0 | 0
| SPS1 | CH | Fuel consumption in coaches¦Motor Diesel¦Total¦New conventional ICE diesel coaches (Maxi) | PJ/yr. | 0.16066 | 0.12884 | 0.15919 | 0 | 0 | 0 | 0 | 0 | 0 | 0 | 0 | 0
| SPS1 | CH | Fuel consumption in coaches¦Motor Diesel¦Total¦New conventional ICE diesel coaches (Mega) | PJ/yr. | 0.012403 | 8.7678e-05 | 9.9641e-05 | 0 | 0 | 0 | 0 | 0 | 0 | 0 | 0 | 0
| SPS1 | CH | Fuel consumption in coaches¦Motor Gas | PJ/yr. | 0.00013748 | 0.00030296 | 0.0089843 | 0.0069378 | 0 | 0 | 0.00058221 | 0.00058622 | 0 | 0 | 0 | 0
| SPS1 | CH | Fuel consumption in coaches¦Motor Gas¦Fossil gases | PJ/yr. | 0.00012703 | 0.00026513 | 0.0089116 | 0.0069022 | 0 | 0 | 0 | 0 | 0 | 0 | 0 | 0
| SPS1 | CH | Fuel consumption in coaches¦Motor Gas¦Synthetic gases | PJ/yr. | 1.0456e-05 | 3.7829e-05 | 7.2746e-05 | 3.5567e-05 | 0 | 0 | 1.1014 | 2.5447 | 0 | 0 | 0 | 0
| SPS1 | CH | Fuel consumption in coaches¦Motor Gas¦Synthetic gases¦Biogases¦Biogas | PJ/yr. | 1.0456e-05 | 3.7829e-05 | 7.2746e-05 | 3.5567e-05 | 0 | 0 | 1.4089e-05 | 0.00024645 | 0 | 0 | 0 | 0
| SPS1 | CH | Fuel consumption in coaches¦Motor Gas¦Synthetic gases¦PtG¦PtG gas | PJ/yr. | 0 | 0 | 0 | 0 | 0 | 0 | 1.1014 | 2.5445 | 0 | 0 | 0 | 0
| SPS1 | CH | Fuel consumption in coaches¦Motor Gas¦Total¦Existing ICE Gas coaches | PJ/yr. | 0.00013748 | 0.00013729 | 0.00013648 | 0 | 0 | 0 | 0 | 0 | 0 | 0 | 0 | 0
| SPS1 | CH | Fuel consumption in coaches¦Motor Gas¦Total¦New conventional ICE gas coaches (Mini) | PJ/yr. | 0 | 0.00010934 | 0.0085543 | 0.0069378 | 0 | 0 | 0.00057923 | 0.00058155 | 0 | 0 | 0 | 0
| SPS1 | CH | Fuel consumption in coaches¦Motor Gas¦Total¦New conventional ICE gas coaches (Midi) | PJ/yr. | 0 | 3.4609e-05 | 0.00017792 | 0 | 0 | 0 | 2.9803e-06 | 4.6659e-06 | 0 | 0 | 0 | 0
| SPS1 | CH | Fuel consumption in coaches¦Motor Gas¦Total¦New conventional ICE gas coaches (Maxi) | PJ/yr. | 0 | 2.1714e-05 | 0.00010797 | 0 | 0 | 0 | 0 | 0 | 0 | 0 | 0 | 0
| SPS1 | CH | Fuel consumption in coaches¦Motor Gas¦Total¦New conventional ICE gas coaches (Mega) | PJ/yr. | 0 | 0 | 7.6571e-06 | 0 | 0 | 0 | 0 | 0 | 0 | 0 | 0 | 0
| SPS1 | CH | Coaches mileage | billion km/yr. | 0.13095 | 0.13163 | 0.13267 | 0.1344 | 0.13464 | 0.13473 | 0.13506 | 0.13539 | 0.13969 | 0.14382 | 0.1478 | 0.15163
| SPS1 | CH | Coaches mileage¦Electricity¦Existing electric coaches | billion km/yr. | 0 | 0 | 0 | 0 | 0 | 0 | 0 | 0 | 0 | 0 | 0 | 0
| SPS1 | CH | Coaches mileage¦Electricity¦New electric coaches (Mini) | billion km/yr. | 0.00013463 | 0.00044506 | 0.00058832 | 0.063133 | 0.064834 | 0.064872 | 0.064716 | 0.064872 | 0.067257 | 0.069248 | 0.071159 | 0.072996
| SPS1 | CH | Coaches mileage¦Electricity¦New electric coaches (Midi) | billion km/yr. | 0.00014163 | 0.00015844 | 0.00018677 | 0.057402 | 0.057502 | 0.057541 | 0.057681 | 0.057823 | 0.059659 | 0.061425 | 0.063125 | 0.06476
| SPS1 | CH | Coaches mileage¦Electricity¦New electric coaches (Maxi) | billion km/yr. | 3.1732e-05 | 3.7248e-05 | 4.4893e-05 | 0.012275 | 0.012299 | 0.012307 | 0.012337 | 0.012368 | 0.01276 | 0.013138 | 0.013501 | 0.013851
| SPS1 | CH | Coaches mileage¦Electricity¦New electric coaches (Mega) | billion km/yr. | 0 | 1.3747e-06 | 2.3234e-06 | 4.5852e-07 | 1.4333e-06 | 6.6117e-06 | 7.6697e-06 | 1.2089e-05 | 1.2064e-05 | 1.2495e-05 | 1.8086e-05 | 2.5243e-05
| SPS1 | CH | Coaches mileage¦Hydrogen¦New fuel cell coaches (Mini) | billion km/yr. | 0 | 0 | 0 | 0 | 0 | 0 | 0 | 0 | 0 | 0 | 0 | 0
| SPS1 | CH | Coaches mileage¦Hydrogen¦New fuel cell coaches (Midi) | billion km/yr. | 0 | 0 | 0 | 0 | 0 | 0 | 0 | 0 | 0 | 0 | 0 | 0
| SPS1 | CH | Coaches mileage¦Hydrogen¦New fuel cell coaches (Maxi) | billion km/yr. | 0 | 0 | 0 | 0 | 0 | 0 | 0 | 0 | 0 | 0 | 0 | 0
| SPS1 | CH | Coaches mileage¦Hydrogen¦New fuel cell coaches (Mega) | billion km/yr. | 0 | 0 | 0 | 0 | 0 | 0 | 0 | 0 | 0 | 0 | 0 | 0
| SPS1 | CH | Coaches mileage¦Motor Diesel¦Total¦New conventional hybrid diesel coaches (Mini) | billion km/yr. | 0 | 0.00013171 | 0.00015146 | 0 | 0 | 0 | 0.00022173 | 0.00022206 | 0 | 0 | 0 | 0
| SPS1 | CH | Coaches mileage¦Motor Diesel¦Total¦New conventional hybrid diesel coaches (Midi) | billion km/yr. | 0 | 7.7463e-06 | 1.56e-05 | 0 | 0 | 0 | 0 | 0 | 0 | 0 | 0 | 0
| SPS1 | CH | Coaches mileage¦Motor Diesel¦Total¦New conventional hybrid diesel coaches (Maxi) | billion km/yr. | 0 | 3.0799e-06 | 5.7087e-06 | 0 | 0 | 0 | 0 | 0 | 0 | 0 | 0 | 0
| SPS1 | CH | Coaches mileage¦Motor Diesel¦Total¦New conventional hybrid diesel coaches (Mega) | billion km/yr. | 0 | 2.1275e-07 | 3.6911e-07 | 0 | 0 | 0 | 0 | 0 | 0 | 0 | 0 | 0
| SPS1 | CH | Coaches mileage¦Motor Diesel¦Total¦Existing ICE diesel coaches | billion km/yr. | 0.059978 | 0.047984 | 0.02999 | 0 | 0 | 0 | 0 | 0 | 0 | 0 | 0 | 0
| SPS1 | CH | Coaches mileage¦Motor Diesel¦Total¦New conventional ICE diesel coaches (Mini) | billion km/yr. | 0.01406 | 0.039158 | 0.047286 | 0.00070984 | 0 | 0 | 2.0641e-07 | 2.1323e-07 | 0 | 0 | 0 | 0
| SPS1 | CH | Coaches mileage¦Motor Diesel¦Total¦New conventional ICE diesel coaches (Midi) | billion km/yr. | 0.045444 | 0.035089 | 0.043346 | 0 | 0 | 0 | 0 | 0 | 0 | 0 | 0 | 0
| SPS1 | CH | Coaches mileage¦Motor Diesel¦Total¦New conventional ICE diesel coaches (Maxi) | billion km/yr. | 0.0093099 | 0.0074957 | 0.0092551 | 0 | 0 | 0 | 0 | 0 | 0 | 0 | 0 | 0
| SPS1 | CH | Coaches mileage¦Motor Diesel¦Total¦New conventional ICE diesel coaches (Mega) | billion km/yr. | 0.00047933 | 3.4122e-06 | 3.8969e-06 | 0 | 0 | 0 | 0 | 0 | 0 | 0 | 0 | 0
| SPS1 | CH | Coaches mileage¦Motor Gas¦Total¦Existing ICE Gas coaches | billion km/yr. | 0.001368 | 0.0010952 | 0.00068469 | 0 | 0 | 0 | 0 | 0 | 0 | 0 | 0 | 0
| SPS1 | CH | Coaches mileage¦Motor Gas¦Total¦New conventional ICE gas coaches (Mini) | billion km/yr. | 0 | 1.3147e-05 | 0.0010838 | 0.00088261 | 0 | 0 | 9.2964e-05 | 9.3336e-05 | 0 | 0 | 0 | 0
| SPS1 | CH | Coaches mileage¦Motor Gas¦Total¦New conventional ICE gas coaches (Midi) | billion km/yr. | 0 | 2.9417e-06 | 1.5722e-05 | 0 | 0 | 0 | 3.3367e-07 | 5.2239e-07 | 0 | 0 | 0 | 0
| SPS1 | CH | Coaches mileage¦Motor Gas¦Total¦New conventional ICE gas coaches (Maxi) | billion km/yr. | 0 | 1.2252e-06 | 6.3317e-06 | 0 | 0 | 0 | 0 | 0 | 0 | 0 | 0 | 0
| SPS1 | CH | Coaches mileage¦Motor Gas¦Total¦New conventional ICE gas coaches (Mega) | billion km/yr. | 0 | 0 | 2.9916e-07 | 0 | 0 | 0 | 0 | 0 | 0 | 0 | 0 | 0
| SPS1 | CH | Coaches efficiency | km/MJ | bar: 2020 to 2070
| SPS1 | CH | Coaches efficiency¦Electricity¦Existing electric coaches | km/MJ | bar: 2020 to 2070
| SPS1 | CH | Coaches efficiency¦Electricity¦New electric coaches (Mini) | km/MJ | 0.37869 | 0.38523 | 0.3917 | 0.44734 | 0.47089 | 0.47127 | 0.4928 | 0.53066 | 0.53728 | 0.54236 | 0.54236 | 0.54236
| SPS1 | CH | Coaches efficiency¦Electricity¦New electric coaches (Midi) | km/MJ | 0.27518 | 0.27925 | 0.28116 | 0.32434 | 0.3257 | 0.34987 | 0.36145 | 0.37952 | 0.39061 | 0.39242 | 0.39242 | 0.39242
| SPS1 | CH | Coaches efficiency¦Electricity¦New electric coaches (Maxi) | km/MJ | 0.18297 | 0.18374 | 0.18557 | 0.21595 | 0.21846 | 0.23643 | 0.242 | 0.25852 | 0.2616 | 0.26214 | 0.26214 | 0.26214
| SPS1 | CH | Coaches efficiency¦Electricity¦New electric coaches (Mega) | km/MJ | - | 0.12643 | 0.12949 | 0.14422 | 0.15204 | 0.15805 | 0.16573 | 0.17293 | 0.17548 | 0.17548 | 0.17548 | 0.17548
| SPS1 | CH | Coaches efficiency¦Hydrogen¦New fuel cell coaches (Mini) | km/MJ | bar: 2020 to 2070
| SPS1 | CH | Coaches efficiency¦Hydrogen¦New fuel cell coaches (Midi) | km/MJ | bar: 2020 to 2070
| SPS1 | CH | Coaches efficiency¦Hydrogen¦New fuel cell coaches (Maxi) | km/MJ | bar: 2020 to 2070
| SPS1 | CH | Coaches efficiency¦Hydrogen¦New fuel cell coaches (Mega) | km/MJ | bar: 2020 to 2070
| SPS1 | CH | Coaches efficiency¦Motor Diesel¦Total¦New conventional hybrid diesel coaches (Mini) | km/MJ | - | 0.16251 | 0.16364 | - | - | - | 0.21479 | 0.21479 | - | - | - | -
| SPS1 | CH | Coaches efficiency¦Motor Diesel¦Total¦New conventional hybrid diesel coaches (Midi) | km/MJ | - | 0.11649 | 0.11927 | - | - | - | - | - | - | - | - | -
| SPS1 | CH | Coaches efficiency¦Motor Diesel¦Total¦New conventional hybrid diesel coaches (Maxi) | km/MJ | - | 0.078236 | 0.079893 | - | - | - | - | - | - | - | - | -
| SPS1 | CH | Coaches efficiency¦Motor Diesel¦Total¦New conventional hybrid diesel coaches (Mega) | km/MJ | - | 0.052751 | 0.05378 | - | - | - | - | - | - | - | - | -
| SPS1 | CH | Coaches efficiency¦Motor Diesel¦Total¦Existing ICE diesel coaches | km/MJ | 9.9502 | 7.9797 | 5.0239 | - | - | - | - | - | - | - | - | -
| SPS1 | CH | Coaches efficiency¦Motor Diesel¦Total¦New conventional ICE diesel coaches (Mini) | km/MJ | 0.12392 | 0.12668 | 0.12811 | 0.12955 | - | - | 0.17071 | 0.17071 | - | - | - | -
| SPS1 | CH | Coaches efficiency¦Motor Diesel¦Total¦New conventional ICE diesel coaches (Midi) | km/MJ | 0.087466 | 0.08781 | 0.08775 | - | - | - | - | - | - | - | - | -
| SPS1 | CH | Coaches efficiency¦Motor Diesel¦Total¦New conventional ICE diesel coaches (Maxi) | km/MJ | 0.05795 | 0.058176 | 0.058139 | - | - | - | - | - | - | - | - | -
| SPS1 | CH | Coaches efficiency¦Motor Diesel¦Total¦New conventional ICE diesel coaches (Mega) | km/MJ | 0.038646 | 0.038917 | 0.039109 | - | - | - | - | - | - | - | - | -
| SPS1 | CH | Coaches efficiency¦Motor Gas¦Total¦Existing ICE Gas coaches | km/MJ | 9.9502 | 7.9768 | 5.0166 | - | - | - | - | - | - | - | - | -
| SPS1 | CH | Coaches efficiency¦Motor Gas¦Total¦New conventional ICE gas coaches (Mini) | km/MJ | - | 0.12024 | 0.1267 | 0.12722 | - | - | 0.1605 | 0.1605 | - | - | - | -
| SPS1 | CH | Coaches efficiency¦Motor Gas¦Total¦New conventional ICE gas coaches (Midi) | km/MJ | - | 0.084998 | 0.088365 | - | - | - | 0.11196 | 0.11196 | - | - | - | -
| SPS1 | CH | Coaches efficiency¦Motor Gas¦Total¦New conventional ICE gas coaches (Maxi) | km/MJ | - | 0.056422 | 0.058642 | - | - | - | - | - | - | - | - | -
| SPS1 | CH | Coaches efficiency¦Motor Gas¦Total¦New conventional ICE gas coaches (Mega) | km/MJ | - | - | 0.03907 | - | - | - | - | - | - | - | - | -
| SPS1 | CH | Fuel consumption in trolleybuses | PJ/yr. | 0.28164 | 0.30669 | 0.35079 | 0.44906 | 0.45787 | 0.47069 | 0.47857 | 0.48645 | 0.53042 | 0.56112 | 0.59169 | 0.62178
| SPS1 | CH | Fuel consumption in trolleybuses¦Electricity | PJ/yr. | 0.28164 | 0.30669 | 0.35079 | 0.44906 | 0.45787 | 0.47069 | 0.47857 | 0.48645 | 0.53042 | 0.56112 | 0.59169 | 0.62178
| SPS1 | CH | Fuel consumption in trolleybuses¦Electricity¦Existing trolleybuses | PJ/yr. | 0.28164 | 0.30669 | 0.35079 | 0.44906 | 0.45787 | 0.47069 | 0.47857 | 0.48645 | 0.53042 | 0.56112 | 0.59169 | 0.62178
| SPS1 | CH | Trolleybuses mileage | billion km/yr. | 0.027121 | 0.027782 | 0.028774 | 0.030427 | 0.031024 | 0.031893 | 0.032427 | 0.032961 | 0.03594 | 0.03802 | 0.040091 | 0.04213
| SPS1 | CH | Trolleybuses mileage¦Electricity¦Existing trolleybuses | billion km/yr. | 0.027121 | 0.027782 | 0.028774 | 0.030427 | 0.031024 | 0.031893 | 0.032427 | 0.032961 | 0.03594 | 0.03802 | 0.040091 | 0.04213
| SPS1 | CH | Trolleybuses efficiency | km/MJ | bar: 2020 to 2070
| SPS1 | CH | Trolleybuses efficiency¦Electricity¦Existing trolleybuses | km/MJ | 0.096296 | 0.090588 | 0.082027 | 0.067757 | 0.067757 | 0.067757 | 0.067757 | 0.067757 | 0.067757 | 0.067757 | 0.067757 | 0.067757
| SPS1 | CH | Fuel consumption in trams | PJ/yr. | 0.58773 | 0.61504 | 0.65847 | 0.73827 | 0.75646 | 0.77351 | 0.78633 | 0.79915 | 0.83907 | 0.86191 | 0.88464 | 0.90719
| SPS1 | CH | Fuel consumption in trams¦Electricity | PJ/yr. | 0.58773 | 0.61504 | 0.65847 | 0.73827 | 0.75646 | 0.77351 | 0.78633 | 0.79915 | 0.83907 | 0.86191 | 0.88464 | 0.90719
| SPS1 | CH | Fuel consumption in trams¦Electricity¦Existing trams | PJ/yr. | 0.58773 | 0.61504 | 0.65847 | 0.73827 | 0.75646 | 0.77351 | 0.78633 | 0.79915 | 0.83907 | 0.86191 | 0.88464 | 0.90719
| SPS1 | CH | Trams mileage | billion km/yr. | 0.033478 | 0.034239 | 0.03538 | 0.037281 | 0.0382 | 0.039061 | 0.039709 | 0.040356 | 0.042372 | 0.043525 | 0.044673 | 0.045812
| SPS1 | CH | Trams mileage¦Electricity¦Existing trams | billion km/yr. | 0.033478 | 0.034239 | 0.03538 | 0.037281 | 0.0382 | 0.039061 | 0.039709 | 0.040356 | 0.042372 | 0.043525 | 0.044673 | 0.045812
| SPS1 | CH | Trams efficiency | km/MJ | bar: 2020 to 2070
| SPS1 | CH | Trams efficiency¦Electricity¦Existing trams | km/MJ | 0.056962 | 0.055669 | 0.05373 | 0.050499 | 0.050499 | 0.050499 | 0.050499 | 0.050499 | 0.050499 | 0.050499 | 0.050499 | 0.050499
| SPS1 | CH | Fuel consumption in motorised two wheelers | PJ/yr. | 2.4113 | 1.697 | 1.6746 | 1.5009 | 1.1727 | 1.0716 | 0.93377 | 0.47612 | 0.2776 | 0.15707 | 0.15432 | 0.15295
| SPS1 | CH | Fuel consumption in motorised two wheelers¦Electricity | PJ/yr. | 0.00201 | 0.0026959 | 0.0027235 | 0.0019771 | 0.00043853 | 0.00049481 | 0.0022152 | 0.092742 | 0.13168 | 0.15385 | 0.151 | 0.14804
| SPS1 | CH | Fuel consumption in motorised two wheelers¦Electricity¦New electric two wheelers (4kW) | PJ/yr. | 0.0015559 | 0.0020895 | 0.002098 | 0.0014059 | 0.00012511 | 0.00020136 | 0.00191 | 0.092366 | 0.13124 | 0.1533 | 0.15041 | 0.14726
| SPS1 | CH | Fuel consumption in motorised two wheelers¦Electricity¦New electric two wheelers (11kW) | PJ/yr. | 0.00035509 | 0.00043242 | 0.00043498 | 0.00036524 | 6.8423e-05 | 6.8449e-05 | 0.00010123 | 0.0001344 | 0.00015635 | 0.00020881 | 0.00019969 | 0.00029422
| SPS1 | CH | Fuel consumption in motorised two wheelers¦Electricity¦New electric two wheelers (25kW) | PJ/yr. | 8.1681e-05 | 0.00013441 | 0.00014136 | 0.00014773 | 0.00016983 | 0.00012948 | 0.00010229 | 0.0001324 | 0.00015704 | 0.00019063 | 0.0002166 | 0.00027225
| SPS1 | CH | Fuel consumption in motorised two wheelers¦Electricity¦New electric two wheelers (50kW) | PJ/yr. | 1.7334e-05 | 3.9628e-05 | 4.917e-05 | 5.8281e-05 | 7.5167e-05 | 9.5513e-05 | 0.00010167 | 0.00010928 | 0.00012939 | 0.00015521 | 0.00017296 | 0.00021861
| SPS1 | CH | Fuel consumption in motorised two wheelers¦Hydrogen | PJ/yr. | 0 | 0 | 0 | 3.6669e-05 | 0.00010067 | 0.00017153 | 0.00027479 | 0.00040079 | 0.00048776 | 0.00059683 | 0.00060611 | 0.00085614
| SPS1 | CH | Fuel consumption in motorised two wheelers¦Hydrogen¦New fuel cell two wheelers (4kW) | PJ/yr. | 0 | 0 | 0 | 1.1509e-05 | 3.2582e-05 | 5.4713e-05 | 0.00010433 | 0.00016057 | 0.00020615 | 0.00024442 | 0.00022656 | 0.00034223
| SPS1 | CH | Fuel consumption in motorised two wheelers¦Hydrogen¦New fuel cell two wheelers (11kW) | PJ/yr. | 0 | 0 | 0 | 1.003e-05 | 2.6204e-05 | 4.3308e-05 | 6.4118e-05 | 8.8195e-05 | 9.9245e-05 | 0.00013012 | 0.00012445 | 0.00018728
| SPS1 | CH | Fuel consumption in motorised two wheelers¦Hydrogen¦New fuel cell two wheelers (25kW) | PJ/yr. | 0 | 0 | 0 | 9.0819e-06 | 2.6323e-05 | 4.4462e-05 | 6.2843e-05 | 8.6344e-05 | 0.00010234 | 0.00012373 | 0.0001425 | 0.00018016
| SPS1 | CH | Fuel consumption in motorised two wheelers¦Hydrogen¦New fuel cell two wheelers (50kW) | PJ/yr. | 0 | 0 | 0 | 6.0473e-06 | 1.5565e-05 | 2.9045e-05 | 4.3497e-05 | 6.5678e-05 | 8.002e-05 | 9.856e-05 | 0.00011259 | 0.00014646
| SPS1 | CH | Fuel consumption in motorised two wheelers¦Motor Gasoline | PJ/yr. | 2.4093 | 1.6943 | 1.6718 | 1.4989 | 1.1721 | 1.0709 | 0.93128 | 0.38297 | 0.14543 | 0.0026153 | 0.0027189 | 0.0040541
| SPS1 | CH | Fuel consumption in motorised two wheelers¦Motor Gasoline¦Fossil liquids | PJ/yr. | 2.2774 | 1.6015 | 1.5803 | 1.4168 | 1.1047 | 0.98163 | 0.35144 | 0 | 0.016938 | 0.0001839 | 0.00019098 | 0.0002842
| SPS1 | CH | Fuel consumption in motorised two wheelers¦Motor Gasoline¦Synthetic liquids | PJ/yr. | 0.13188 | 0.092745 | 0.091517 | 0.08207 | 0.067406 | 0.089261 | 0.57984 | 0.38383 | 0.12849 | 0.0024314 | 0.0025279 | 0.0037699
| SPS1 | CH | Fuel consumption in motorised two wheelers¦Motor Gasoline¦Synthetic liquids¦Bioliquids¦Ethanol | PJ/yr. | 0.13188 | 0.092745 | 0.091517 | 0.08207 | 0.067406 | 0.058915 | 0.53927 | 0.32552 | 0.12361 | 0.0022228 | 0.0023109 | 0.003445
| SPS1 | CH | Fuel consumption in motorised two wheelers¦Motor Gasoline¦Synthetic liquids¦PtL¦PtL Gasoline | PJ/yr. | 0 | 0 | 0 | 0 | 0 | 0.030346 | 0.040577 | 0.058313 | 0.0048826 | 0.00020865 | 0.00021707 | 0.00032486
| SPS1 | CH | Fuel consumption in motorised two wheelers¦Motor Gasoline¦Total¦Existing gasoline two wheelers | PJ/yr. | 1.9923 | 0.71281 | 0.69176 | 0.45305 | 0 | 0 | 0 | 0 | 0 | 0 | 0 | 0
| SPS1 | CH | Fuel consumption in motorised two wheelers¦Motor Gasoline¦Total¦New gasoline two wheelers (4kW) | PJ/yr. | 0.044316 | 0.49649 | 0.50234 | 0.62236 | 0.84877 | 0.89558 | 0.90408 | 0.38231 | 0.14475 | 0.0018054 | 0.0018779 | 0.0028942
| SPS1 | CH | Fuel consumption in motorised two wheelers¦Motor Gasoline¦Total¦New gasoline two wheelers (11kW) | PJ/yr. | 0.11243 | 0.1629 | 0.15467 | 0.10119 | 0.0096427 | 0.00021811 | 0.00024102 | 0.00024602 | 0.00024024 | 0.00030887 | 0.00030075 | 0.00045717
| SPS1 | CH | Fuel consumption in motorised two wheelers¦Motor Gasoline¦Total¦New gasoline two wheelers (25kW) | PJ/yr. | 0.15703 | 0.1965 | 0.19704 | 0.19661 | 0.1879 | 0.054044 | 0.00021994 | 0.00023973 | 0.00025235 | 0.00028439 | 0.00031287 | 0.00040705
| SPS1 | CH | Fuel consumption in motorised two wheelers¦Motor Gasoline¦Total¦New gasoline two wheelers (50kW) | PJ/yr. | 0.10318 | 0.12557 | 0.12602 | 0.12567 | 0.12582 | 0.12105 | 0.026736 | 0.00017905 | 0.00018478 | 0.00021667 | 0.00022739 | 0.00029568
| SPS1 | CH | Motorised two wheelers mileage | Billion km/yr. | 1.9491 | 1.9514 | 1.9547 | 1.9603 | 1.9635 | 1.9678 | 1.9436 | 1.9194 | 1.8779 | 1.836 | 1.8018 | 1.7688
| SPS1 | CH | Motorised two wheelers mileage¦Electricity¦New electric two wheelers (4kW) | Billion km/yr. | 0.017268 | 0.023207 | 0.023303 | 0.015624 | 0.0014366 | 0.0023312 | 0.022475 | 1.1002 | 1.5635 | 1.8264 | 1.7919 | 1.7544
| SPS1 | CH | Motorised two wheelers mileage¦Electricity¦New electric two wheelers (11kW) | Billion km/yr. | 0.0022316 | 0.0027188 | 0.0027357 | 0.0022993 | 0.0004406 | 0.00044818 | 0.00066913 | 0.00089944 | 0.0010526 | 0.0014088 | 0.0013472 | 0.001985
| SPS1 | CH | Motorised two wheelers mileage¦Electricity¦New electric two wheelers (25kW) | Billion km/yr. | 0.00033409 | 0.00055051 | 0.00057959 | 0.00060691 | 0.00070182 | 0.00054323 | 0.00044243 | 0.00057848 | 0.0006911 | 0.00084409 | 0.0009615 | 0.0012085
| SPS1 | CH | Motorised two wheelers mileage¦Electricity¦New electric two wheelers (50kW) | Billion km/yr. | 6.5263e-05 | 0.00014962 | 0.00018621 | 0.00022186 | 0.00028864 | 0.00037022 | 0.00040164 | 0.00044142 | 0.00052681 | 0.00063621 | 0.00071193 | 0.0009015
| SPS1 | CH | Motorised two wheelers mileage¦Hydrogen¦New fuel cell two wheelers (4kW) | Billion km/yr. | 0 | 0 | 0 | 5.3392e-05 | 0.00015274 | 0.00026004 | 0.00050336 | 0.00078695 | 0.001016 | 0.0012069 | 0.0011187 | 0.0016898
| SPS1 | CH | Motorised two wheelers mileage¦Hydrogen¦New fuel cell two wheelers (11kW) | Billion km/yr. | 0 | 0 | 0 | 2.7091e-05 | 7.1432e-05 | 0.00011932 | 0.000179 | 0.00024964 | 0.00028328 | 0.00037252 | 0.0003563 | 0.00053617
| SPS1 | CH | Motorised two wheelers mileage¦Hydrogen¦New fuel cell two wheelers (25kW) | Billion km/yr. | 0 | 0 | 0 | 1.599e-05 | 4.6839e-05 | 7.9772e-05 | 0.00011403 | 0.0001588 | 0.00019002 | 0.00023139 | 0.00026722 | 0.00033784
| SPS1 | CH | Motorised two wheelers mileage¦Hydrogen¦New fuel cell two wheelers (50kW) | Billion km/yr. | 0 | 0 | 0 | 9.4461e-06 | 2.4588e-05 | 4.636e-05 | 7.0267e-05 | 0.00010752 | 0.00013235 | 0.00016428 | 0.00018856 | 0.00024577
| SPS1 | CH | Motorised two wheelers mileage¦Motor Gasoline¦Existing gasoline two wheelers | Billion km/yr. | 1.5364 | 0.56115 | 0.56126 | 0.38579 | 0 | 0 | 0 | 0 | 0 | 0 | 0 | 0
| SPS1 | CH | Motorised two wheelers mileage¦Motor Gasoline¦New gasoline two wheelers (4kW) | Billion km/yr. | 0.08455 | 0.95527 | 0.9667 | 1.2153 | 1.7273 | 1.842 | 1.9002 | 0.81537 | 0.3099 | 0.0039508 | 0.0041094 | 0.0063333
| SPS1 | CH | Motorised two wheelers mileage¦Motor Gasoline¦New gasoline two wheelers (11kW) | Billion km/yr. | 0.12399 | 0.17989 | 0.17081 | 0.11177 | 0.010692 | 0.00025798 | 0.00029072 | 0.00030303 | 0.0003005 | 0.00038843 | 0.00037822 | 0.00057493
| SPS1 | CH | Motorised two wheelers mileage¦Motor Gasoline¦New gasoline two wheelers (25kW) | Billion km/yr. | 0.11454 | 0.14348 | 0.14388 | 0.14356 | 0.13721 | 0.039521 | 0.0001734 | 0.00019301 | 0.00020619 | 0.00023542 | 0.0002601 | 0.0003384
| SPS1 | CH | Motorised two wheelers mileage¦Motor Gasoline¦New gasoline two wheelers (50kW) | Billion km/yr. | 0.069729 | 0.084937 | 0.085245 | 0.085008 | 0.085107 | 0.081884 | 0.018116 | 0.00013294 | 0.00013948 | 0.00016556 | 0.00017509 | 0.00022833
| SPS1 | CH | Motorised two wheelers efficiency | km/MJ | bar: 2020 to 2070
| SPS1 | CH | Motorised two wheelers efficiency¦Electricity¦New electric two wheelers (4kW) | km/MJ | 11.0989 | 11.1064 | 11.1071 | 11.1137 | 11.4828 | 11.5772 | 11.7672 | 11.9115 | 11.9132 | 11.9139 | 11.9139 | 11.9139
| SPS1 | CH | Motorised two wheelers efficiency¦Electricity¦New electric two wheelers (11kW) | km/MJ | 6.2845 | 6.2875 | 6.2892 | 6.2952 | 6.4394 | 6.5477 | 6.6102 | 6.6925 | 6.7322 | 6.7466 | 6.7466 | 6.7466
| SPS1 | CH | Motorised two wheelers efficiency¦Electricity¦New electric two wheelers (25kW) | km/MJ | 4.0901 | 4.0956 | 4.1001 | 4.1083 | 4.1324 | 4.1953 | 4.3254 | 4.3693 | 4.4008 | 4.4278 | 4.439 | 4.439
| SPS1 | CH | Motorised two wheelers efficiency¦Electricity¦New electric two wheelers (50kW) | km/MJ | 3.7651 | 3.7755 | 3.787 | 3.8068 | 3.8399 | 3.8761 | 3.9505 | 4.0393 | 4.0714 | 4.0989 | 4.1162 | 4.1238
| SPS1 | CH | Motorised two wheelers efficiency¦Hydrogen¦New fuel cell two wheelers (4kW) | km/MJ | - | - | - | 4.6391 | 4.6877 | 4.7527 | 4.8248 | 4.9009 | 4.9282 | 4.9376 | 4.9376 | 4.9376
| SPS1 | CH | Motorised two wheelers efficiency¦Hydrogen¦New fuel cell two wheelers (11kW) | km/MJ | - | - | - | 2.7009 | 2.726 | 2.7553 | 2.7917 | 2.8305 | 2.8544 | 2.8629 | 2.8629 | 2.8629
| SPS1 | CH | Motorised two wheelers efficiency¦Hydrogen¦New fuel cell two wheelers (25kW) | km/MJ | - | - | - | 1.7606 | 1.7794 | 1.7941 | 1.8145 | 1.8392 | 1.8568 | 1.8701 | 1.8752 | 1.8752
| SPS1 | CH | Motorised two wheelers efficiency¦Hydrogen¦New fuel cell two wheelers (50kW) | km/MJ | - | - | - | 1.562 | 1.5797 | 1.5962 | 1.6154 | 1.637 | 1.6539 | 1.6667 | 1.6747 | 1.678
| SPS1 | CH | Motorised two wheelers efficiency¦Motor Gasoline¦Total¦Existing gasoline two wheelers | km/MJ | 0.77117 | 0.78724 | 0.81135 | 0.85153 | - | - | - | - | - | - | - | -
| SPS1 | CH | Motorised two wheelers efficiency¦Motor Gasoline¦Total¦New gasoline two wheelers (4kW) | km/MJ | 1.9079 | 1.9241 | 1.9244 | 1.9527 | 2.0351 | 2.0567 | 2.1018 | 2.1328 | 2.1409 | 2.1883 | 2.1883 | 2.1883
| SPS1 | CH | Motorised two wheelers efficiency¦Motor Gasoline¦Total¦New gasoline two wheelers (11kW) | km/MJ | 1.1028 | 1.1043 | 1.1044 | 1.1046 | 1.1089 | 1.1828 | 1.2062 | 1.2318 | 1.2509 | 1.2576 | 1.2576 | 1.2576
| SPS1 | CH | Motorised two wheelers efficiency¦Motor Gasoline¦Total¦New gasoline two wheelers (25kW) | km/MJ | 0.72943 | 0.73017 | 0.73018 | 0.73018 | 0.73024 | 0.73127 | 0.78838 | 0.80512 | 0.81711 | 0.82779 | 0.83135 | 0.83135
| SPS1 | CH | Motorised two wheelers efficiency¦Motor Gasoline¦Total¦New gasoline two wheelers (50kW) | km/MJ | 0.6758 | 0.67641 | 0.67642 | 0.67642 | 0.67643 | 0.67648 | 0.67758 | 0.74243 | 0.75486 | 0.76412 | 0.77 | 0.77223
| SPS1 | CH | Fuel consumption in light duty vehicles | PJ/yr. | 16.71 | 15.6095 | 14 | 11.3313 | 8.4732 | 7.3589 | 7.6657 | 7.9726 | 8.3459 | 8.8703 | 9.4525 | 10.0925
| SPS1 | CH | Fuel consumption in light duty vehicles¦Electricity | PJ/yr. | 0.076107 | 0.11335 | 0.14293 | 1.6929 | 4.7436 | 7.3588 | 7.6657 | 7.9726 | 8.3459 | 8.8703 | 9.4525 | 10.0925
| SPS1 | CH | Fuel consumption in light duty vehicles¦Electricity¦Existing electric light duty vehicles | PJ/yr. | 0.040549 | 0.034834 | 0.026417 | 0.013178 | 0 | 0 | 0 | 0 | 0 | 0 | 0 | 0
| SPS1 | CH | Fuel consumption in light duty vehicles¦Electricity¦New electric light duty vehicles | PJ/yr. | 0.035558 | 0.078518 | 0.11651 | 1.6797 | 4.7436 | 7.3588 | 7.6657 | 7.9726 | 8.3459 | 8.8703 | 9.4525 | 10.0925
| SPS1 | CH | Fuel consumption in light duty vehicles¦Hydrogen | PJ/yr. | 0 | 2.0503e-05 | 2.6856e-05 | 8.7516e-07 | 8.205e-07 | 9.8305e-07 | 8.3785e-07 | 8.3331e-07 | 4.3173e-07 | 1.3813e-07 | 4.5358e-07 | 2.549e-06
| SPS1 | CH | Fuel consumption in light duty vehicles¦Hydrogen¦New fuel cell electric light duty vehicles | PJ/yr. | 0 | 2.0503e-05 | 2.6856e-05 | 8.7516e-07 | 8.205e-07 | 9.8305e-07 | 8.3785e-07 | 8.3331e-07 | 4.3173e-07 | 1.3813e-07 | 4.5358e-07 | 2.549e-06
| SPS1 | CH | Fuel consumption in light duty vehicles¦Motor Gasoline | PJ/yr. | 1.0796 | 2.0875 | 1.3073 | 1.6316 | 0.97223 | 5.2345e-05 | 0 | 0 | 0 | 0 | 0 | 0
| SPS1 | CH | Fuel consumption in light duty vehicles¦Motor Gasoline¦Fossil liquids | PJ/yr. | 1.0205 | 1.9732 | 1.2357 | 1.5423 | 0.91632 | 4.7982e-05 | 0 | 0 | 0 | 0 | 0 | 0
| SPS1 | CH | Fuel consumption in light duty vehicles¦Motor Gasoline¦Synthetic liquids | PJ/yr. | 0.059095 | 0.11427 | 0.071562 | 0.089338 | 0.05591 | 4.3631e-06 | 0 | 0 | 0 | 0 | 0 | 0
| SPS1 | CH | Fuel consumption in light duty vehicles¦Motor Gasoline¦Synthetic liquids¦Bioliquids¦Ethanol | PJ/yr. | 0.059095 | 0.11427 | 0.071562 | 0.089338 | 0.05591 | 2.8798e-06 | 0 | 0 | 0 | 0 | 0 | 0
| SPS1 | CH | Fuel consumption in light duty vehicles¦Motor Gasoline¦Synthetic liquids¦PtL¦PtL Gasoline | PJ/yr. | 0 | 0 | 0 | 0 | 0 | 1.4833e-06 | 0 | 0 | 0 | 0 | 0 | 0
| SPS1 | CH | Fuel consumption in light duty vehicles¦Motor Gasoline¦Total¦Existing gasoline light duty vehicles | PJ/yr. | 0.7209 | 1.5105 | 0.54188 | 0.27085 | 0 | 0 | 0 | 0 | 0 | 0 | 0 | 0
| SPS1 | CH | Fuel consumption in light duty vehicles¦Motor Gasoline¦Total¦New gasoline light duty vehicles | PJ/yr. | 0.35865 | 0.57698 | 0.76543 | 1.3608 | 0.97223 | 5.2345e-05 | 0 | 0 | 0 | 0 | 0 | 0
| SPS1 | CH | Fuel consumption in light duty vehicles¦Motor Diesel | PJ/yr. | 15.5286 | 13.3863 | 12.5182 | 8.0068 | 2.7574 | 9.8549e-05 | 0 | 0 | 0 | 0 | 0 | 0
| SPS1 | CH | Fuel consumption in light duty vehicles¦Motor Diesel¦Fossil liquids | PJ/yr. | 15.1434 | 13.0347 | 11.9564 | 7.6338 | 2.5476 | 8.7675e-05 | 0 | 0 | 0 | 0 | 0 | 0
| SPS1 | CH | Fuel consumption in light duty vehicles¦Motor Diesel¦Synthetic liquids | PJ/yr. | 0.3852 | 0.35166 | 0.5618 | 0.37303 | 0.20974 | 1.0874e-05 | 0 | 0 | 0 | 0 | 0 | 0
| SPS1 | CH | Fuel consumption in light duty vehicles¦Motor Diesel¦Synthetic liquids¦Bioliquids¦Biodiesel | PJ/yr. | 0.3852 | 0.35166 | 0.5618 | 0.37303 | 0.20974 | 1.087e-05 | 0 | 0 | 0 | 0 | 0 | 0
| SPS1 | CH | Fuel consumption in light duty vehicles¦Motor Diesel¦Synthetic liquids¦PtL¦PtL Diesel | PJ/yr. | 0 | 0 | 0 | 0 | 0 | 4.3299e-09 | 0 | 0 | 0 | 0 | 0 | 0
| SPS1 | CH | Fuel consumption in light duty vehicles¦Motor Diesel¦Total¦Existing ICE diesel light duty vehicles | PJ/yr. | 11.0788 | 7.7057 | 5.4509 | 2.7253 | 0 | 0 | 0 | 0 | 0 | 0 | 0 | 0
| SPS1 | CH | Fuel consumption in light duty vehicles¦Motor Diesel¦Total¦New ICE diesel light duty vehicles | PJ/yr. | 4.4498 | 5.2485 | 5.1018 | 2.0819 | 0.0011068 | 5.365e-05 | 0 | 0 | 0 | 0 | 0 | 0
| SPS1 | CH | Fuel consumption in light duty vehicles¦Motor Diesel¦Total¦New hybrid diesel light duty vehicles | PJ/yr. | 0 | 0.43213 | 1.9655 | 3.1996 | 2.7563 | 4.49e-05 | 0 | 0 | 0 | 0 | 0 | 0
| SPS1 | CH | Fuel consumption in light duty vehicles¦Motor Gas | PJ/yr. | 0.025685 | 0.022295 | 0.031521 | 0 | 0 | 0 | 0 | 0 | 0 | 0 | 0 | 0
| SPS1 | CH | Fuel consumption in light duty vehicles¦Motor Gas¦Fossil gases | PJ/yr. | 0.023732 | 0.019511 | 0.031265 | 0 | 0 | 0 | 0 | 0 | 0 | 0 | 0 | 0
| SPS1 | CH | Fuel consumption in light duty vehicles¦Motor Gas¦Synthetic gases | PJ/yr. | 0.0019534 | 0.0027838 | 0.00025522 | 0 | 0 | 0 | 0 | 0 | 0 | 0 | 0 | 0
| SPS1 | CH | Fuel consumption in light duty vehicles¦Motor Gas¦Synthetic gases¦Biogases¦Biogas | PJ/yr. | 0.0019534 | 0.0027838 | 0.00025522 | 0 | 0 | 0 | 0 | 0 | 0 | 0 | 0 | 0
| SPS1 | CH | Fuel consumption in light duty vehicles¦Motor Gas¦Synthetic gases¦PtG¦PtG gas | PJ/yr. | 0 | 0 | 0 | 0 | 0 | 0 | 0 | 0 | 0 | 0 | 0 | 0
| SPS1 | CH | Fuel consumption in light duty vehicles¦Motor Gas¦Total¦New ICE Gas light duty vehicles | PJ/yr. | 0.025685 | 0.022295 | 0.031521 | 0 | 0 | 0 | 0 | 0 | 0 | 0 | 0 | 0
| SPS1 | CH | Mileage in light duty vehicles | Billion km/yr. | 4.7787 | 4.7701 | 4.7152 | 4.6618 | 4.844 | 5.014 | 5.2231 | 5.4322 | 5.6866 | 6.0439 | 6.4405 | 6.8766
| SPS1 | CH | Mileage in light duty vehicles¦Electricity¦Existing electric light duty vehicles | Billion km/yr. | 0.027947 | 0.024232 | 0.018632 | 0.0092941 | 0 | 0 | 0 | 0 | 0 | 0 | 0 | 0
| SPS1 | CH | Mileage in light duty vehicles¦Electricity¦New electric light duty vehicles | Billion km/yr. | 0.024228 | 0.053499 | 0.079387 | 1.1445 | 3.2321 | 5.014 | 5.2231 | 5.4322 | 5.6866 | 6.0439 | 6.4405 | 6.8766
| SPS1 | CH | Mileage in light duty vehicles¦Hydrogen¦New fuel cell electric light duty vehicles | Billion km/yr. | 0 | 9.5358e-06 | 1.2677e-05 | 4.4175e-07 | 4.4621e-07 | 5.5529e-07 | 4.8837e-07 | 4.9983e-07 | 2.6111e-07 | 8.3544e-08 | 2.7433e-07 | 1.5416e-06
| SPS1 | CH | Mileage in light duty vehicles¦Motor Gasoline¦Total¦Existing gasoline light duty vehicles | Billion km/yr. | 0.20011 | 0.4232 | 0.15392 | 0.076936 | 0 | 0 | 0 | 0 | 0 | 0 | 0 | 0
| SPS1 | CH | Mileage in light duty vehicles¦Motor Gasoline¦Total¦New gasoline light duty vehicles | Billion km/yr. | 0.12597 | 0.20265 | 0.26884 | 0.47794 | 0.34148 | 1.8385e-05 | 0 | 0 | 0 | 0 | 0 | 0
| SPS1 | CH | Mileage in light duty vehicles¦Motor Diesel¦Total¦Existing ICE diesel light duty vehicles | Billion km/yr. | 2.8698 | 2.0646 | 1.5333 | 0.7666 | 0 | 0 | 0 | 0 | 0 | 0 | 0 | 0
| SPS1 | CH | Mileage in light duty vehicles¦Motor Diesel¦Total¦New ICE diesel light duty vehicles | Billion km/yr. | 1.5224 | 1.7956 | 1.7454 | 0.71224 | 0.00037865 | 1.8354e-05 | 0 | 0 | 0 | 0 | 0 | 0
| SPS1 | CH | Mileage in light duty vehicles¦Motor Diesel¦Total¦New hybrid diesel light duty vehicles | Billion km/yr. | 0 | 0.19911 | 0.90565 | 1.4743 | 1.27 | 2.0688e-05 | 0 | 0 | 0 | 0 | 0 | 0
| SPS1 | CH | Mileage in light duty vehicles¦Motor Gas¦Total¦New ICE Gas light duty vehicles | Billion km/yr. | 0.0082342 | 0.0071472 | 0.010105 | 0 | 0 | 0 | 0 | 0 | 0 | 0 | 0 | 0
| SPS1 | CH | Efficiency in light duty vehicles | km/PJ | bar: 2020 to 2070
| SPS1 | CH | Efficiency in light duty vehicles¦Electricity¦Existing electric light duty vehicles | km/PJ | 0.68922 | 0.69565 | 0.70528 | 0.70528 | - | - | - | - | - | - | - | -
| SPS1 | CH | Efficiency in light duty vehicles¦Electricity¦New electric light duty vehicles | km/PJ | 0.68136 | 0.68136 | 0.68136 | 0.68136 | 0.68136 | 0.68136 | 0.68136 | 0.68136 | 0.68136 | 0.68136 | 0.68136 | 0.68136
| SPS1 | CH | Efficiency in light duty vehicles¦Hydrogen¦New fuel cell electric light duty vehicles | km/PJ | - | 0.4651 | 0.47206 | 0.50477 | 0.54383 | 0.56486 | 0.58288 | 0.59981 | 0.6048 | 0.6048 | 0.6048 | 0.6048
| SPS1 | CH | Efficiency in light duty vehicles¦Motor Gasoline¦Total¦Existing gasoline light duty vehicles | km/PJ | 0.27758 | 0.28017 | 0.28405 | 0.28405 | - | - | - | - | - | - | - | -
| SPS1 | CH | Efficiency in light duty vehicles¦Motor Gasoline¦Total¦New gasoline light duty vehicles | km/PJ | 0.35123 | 0.35123 | 0.35123 | 0.35123 | 0.35123 | 0.35123 | - | - | - | - | - | -
| SPS1 | CH | Efficiency in light duty vehicles¦Motor Diesel¦Total¦Existing ICE diesel light duty vehicles | km/PJ | 0.25904 | 0.26794 | 0.28129 | 0.28129 | - | - | - | - | - | - | - | -
| SPS1 | CH | Efficiency in light duty vehicles¦Motor Diesel¦Total¦New ICE diesel light duty vehicles | km/PJ | 0.34211 | 0.34211 | 0.34211 | 0.34211 | 0.34211 | 0.34211 | - | - | - | - | - | -
| SPS1 | CH | Efficiency in light duty vehicles¦Motor Diesel¦Total¦New hybrid diesel light duty vehicles | km/PJ | - | 0.46077 | 0.46077 | 0.46077 | 0.46077 | 0.46077 | - | - | - | - | - | -
| SPS1 | CH | Efficiency in light duty vehicles¦Motor Gas¦Total¦New ICE Gas light duty vehicles | km/PJ | 0.32058 | 0.32058 | 0.32058 | - | - | - | - | - | - | - | - | -
| SPS1 | CH | Fuel consumption in heavy duty vehicles | PJ/yr. | 24.5115 | 21.0338 | 20.505 | 16.6108 | 13.5558 | 13.2364 | 10.495 | 9.1738 | 8.2877 | 8.5765 | 8.882 | 9.2297
| SPS1 | CH | Fuel consumption in heavy duty vehicles¦Electricity | PJ/yr. | 0.0055921 | 0.012885 | 0.012988 | 0.004001 | 1.4352 | 2.4105 | 5.5446 | 7.1709 | 8.2877 | 8.5765 | 8.8819 | 9.2297
| SPS1 | CH | Fuel consumption in heavy duty vehicles¦Electricity¦Existing electric heavy duty vehicles | PJ/yr. | 0 | 0 | 0 | 0 | 0 | 0 | 0 | 0 | 0 | 0 | 0 | 0
| SPS1 | CH | Fuel consumption in heavy duty vehicles¦Electricity¦New electric heavy duty vehicles | PJ/yr. | 0.0055921 | 0.012885 | 0.012988 | 0.004001 | 1.4352 | 2.4105 | 5.5446 | 7.1709 | 8.2877 | 8.5765 | 8.8819 | 9.2297
| SPS1 | CH | Fuel consumption in heavy duty vehicles¦Hydrogen | PJ/yr. | 0.0025254 | 0.00080889 | 0.00080439 | 3.3662e-05 | 3.5374e-05 | 3.129e-05 | 3.1404e-05 | 2.4872e-05 | 2.2922e-05 | 2.5877e-05 | 2.2234e-05 | 3.4768e-05
| SPS1 | CH | Fuel consumption in heavy duty vehicles¦Hydrogen¦New fuel cell electric heavy duty vehicles | PJ/yr. | 0.0025254 | 0.00080889 | 0.00080439 | 3.3662e-05 | 3.5374e-05 | 3.129e-05 | 3.1404e-05 | 2.4872e-05 | 2.2922e-05 | 2.5877e-05 | 2.2234e-05 | 3.4768e-05
| SPS1 | CH | Fuel consumption in heavy duty vehicles¦Motor Gasoline | PJ/yr. | 0 | 0 | 0 | 0 | 0 | 0 | 0 | 0 | 0 | 0 | 0 | 0
| SPS1 | CH | Fuel consumption in heavy duty vehicles¦Motor Gasoline¦Fossil liquids | PJ/yr. | 0 | 0 | 0 | 0 | 0 | 0 | 0 | 0 | 0 | 0 | 0 | 0
| SPS1 | CH | Fuel consumption in heavy duty vehicles¦Motor Gasoline¦Synthetic liquids | PJ/yr. | 0 | 0 | 0 | 0 | 0 | 0 | 0 | 0 | 0 | 0 | 0 | 0
| SPS1 | CH | Fuel consumption in heavy duty vehicles¦Motor Gasoline¦Synthetic liquids¦Bioliquids¦Ethanol | PJ/yr. | 0 | 0 | 0 | 0 | 0 | 0 | 0 | 0 | 0 | 0 | 0 | 0
| SPS1 | CH | Fuel consumption in heavy duty vehicles¦Motor Gasoline¦Synthetic liquids¦PtL¦PtL Gasoline | PJ/yr. | 0 | 0 | 0 | 0 | 0 | 0 | 0 | 0 | 0 | 0 | 0 | 0
| SPS1 | CH | Fuel consumption in heavy duty vehicles¦Motor Gasoline¦Total¦Existing gasoline heavy duty vehicles | PJ/yr. | 0 | 0 | 0 | 0 | 0 | 0 | 0 | 0 | 0 | 0 | 0 | 0
| SPS1 | CH | Fuel consumption in heavy duty vehicles¦Motor Gasoline¦Total¦New gasoline heavy duty vehicles | PJ/yr. | 0 | 0 | 0 | 0 | 0 | 0 | 0 | 0 | 0 | 0 | 0 | 0
| SPS1 | CH | Fuel consumption in heavy duty vehicles¦Motor Diesel | PJ/yr. | 24.4921 | 21.019 | 20.4898 | 16.6055 | 12.1194 | 10.8247 | 4.9492 | 2.0023 | 0 | 0 | 0 | 0
| SPS1 | CH | Fuel consumption in heavy duty vehicles¦Motor Diesel¦Fossil liquids | PJ/yr. | 23.8846 | 20.4668 | 19.5703 | 15.8318 | 11.1975 | 9.6302 | 3.5305 | 0 | 0 | 0 | 0 | 0
| SPS1 | CH | Fuel consumption in heavy duty vehicles¦Motor Diesel¦Synthetic liquids | PJ/yr. | 0.60755 | 0.55217 | 0.91955 | 0.77363 | 0.92186 | 1.1945 | 1.4187 | 4.1824 | 0 | 0 | 0 | 0
| SPS1 | CH | Fuel consumption in heavy duty vehicles¦Motor Diesel¦Synthetic liquids¦Bioliquids¦Biodiesel | PJ/yr. | 0.60755 | 0.55217 | 0.91955 | 0.77363 | 0.92186 | 1.194 | 1.1276 | 1.0155 | 0 | 0 | 0 | 0
| SPS1 | CH | Fuel consumption in heavy duty vehicles¦Motor Diesel¦Synthetic liquids¦PtL¦PtL Diesel | PJ/yr. | 0 | 0 | 0 | 0 | 0 | 0.0004756 | 0.29115 | 3.1669 | 0 | 0 | 0 | 0
| SPS1 | CH | Fuel consumption in heavy duty vehicles¦Motor Diesel¦Total¦Existing ICE diesel heavy duty vehicles | PJ/yr. | 19.2381 | 11.8033 | 11.4849 | 4.946 | 0 | 0 | 0 | 0 | 0 | 0 | 0 | 0
| SPS1 | CH | Fuel consumption in heavy duty vehicles¦Motor Diesel¦Total¦New ICE diesel heavy duty vehicles | PJ/yr. | 5.254 | 6.15 | 4.8017 | 0.43988 | 0.000314 | 0.00031679 | 0.00029464 | 0.00013976 | 0 | 0 | 0 | 0
| SPS1 | CH | Fuel consumption in heavy duty vehicles¦Motor Diesel¦Total¦New hybrid diesel heavy duty vehicles | PJ/yr. | 0 | 3.0657 | 4.2032 | 11.2196 | 12.1191 | 10.8244 | 4.9489 | 2.0022 | 0 | 0 | 0 | 0
| SPS1 | CH | Fuel consumption in heavy duty vehicles¦Motor Gas | PJ/yr. | 0.011237 | 0.0010759 | 0.0013715 | 0.001336 | 0.001198 | 0.0012575 | 0.0011584 | 0.0005253 | 0 | 0 | 0 | 0
| SPS1 | CH | Fuel consumption in heavy duty vehicles¦Motor Gas¦Fossil gases | PJ/yr. | 0.010382 | 0.00094154 | 0.0013604 | 0.0013292 | 0 | 0 | 0 | 0 | 0 | 0 | 0 | 0
| SPS1 | CH | Fuel consumption in heavy duty vehicles¦Motor Gas¦Synthetic gases | PJ/yr. | 0.00085456 | 0.00013434 | 1.1105e-05 | 6.8492e-06 | 0.0012402 | 0.0019602 | 0.0011864 | 0.00074614 | 0 | 0 | 0 | 0
| SPS1 | CH | Fuel consumption in heavy duty vehicles¦Motor Gas¦Synthetic gases¦Biogases¦Biogas | PJ/yr. | 0.00085456 | 0.00013434 | 1.1105e-05 | 6.8492e-06 | 4.2202e-05 | 0.00070272 | 2.8032e-05 | 0.00022084 | 0 | 0 | 0 | 0
| SPS1 | CH | Fuel consumption in heavy duty vehicles¦Motor Gas¦Synthetic gases¦PtG¦PtG gas | PJ/yr. | 0 | 0 | 0 | 0 | 0.001198 | 0.0012575 | 0.0011584 | 0.0005253 | 0 | 0 | 0 | 0
| SPS1 | CH | Fuel consumption in heavy duty vehicles¦Motor Gas¦Total¦New ICE Gas heavy duty vehicles | PJ/yr. | 0.011237 | 0.0010759 | 0.0013715 | 0.001336 | 0.001198 | 0.0012575 | 0.0011584 | 0.0005253 | 0 | 0 | 0 | 0
| SPS1 | CH | Mileage in heavy duty vehicles | Billion km/yr. | 2.2034 | 2.2263 | 2.2607 | 2.3181 | 2.4189 | 2.5201 | 2.6223 | 2.7246 | 2.813 | 2.911 | 3.0147 | 3.1327
| SPS1 | CH | Mileage in heavy duty vehicles¦Electricity¦Existing electric heavy duty vehicles | Billion km/yr. | 0 | 0 | 0 | 0 | 0 | 0 | 0 | 0 | 0 | 0 | 0 | 0
| SPS1 | CH | Mileage in heavy duty vehicles¦Electricity¦New electric heavy duty vehicles | Billion km/yr. | 0.0015028 | 0.0034914 | 0.0035226 | 0.0010953 | 0.43766 | 0.75049 | 1.8132 | 2.3972 | 2.813 | 2.911 | 3.0147 | 3.1327
| SPS1 | CH | Mileage in heavy duty vehicles¦Hydrogen¦New fuel cell electric heavy duty vehicles | Billion km/yr. | 0.00044059 | 0.00014171 | 0.00014097 | 6.0316e-06 | 6.892e-06 | 6.2397e-06 | 6.5652e-06 | 5.3463e-06 | 5.0179e-06 | 5.6648e-06 | 4.8673e-06 | 7.6111e-06
| SPS1 | CH | Mileage in heavy duty vehicles¦Motor Gasoline¦Total¦Existing gasoline heavy duty vehicles | Billion km/yr. | 0 | 0 | 0 | 0 | 0 | 0 | 0 | 0 | 0 | 0 | 0 | 0
| SPS1 | CH | Mileage in heavy duty vehicles¦Motor Gasoline¦Total¦New gasoline heavy duty vehicles | Billion km/yr. | 0 | 0 | 0 | 0 | 0 | 0 | 0 | 0 | 0 | 0 | 0 | 0
| SPS1 | CH | Mileage in heavy duty vehicles¦Motor Diesel¦Total¦Existing ICE diesel heavy duty vehicles | Billion km/yr. | 1.5766 | 0.99143 | 0.99987 | 0.4306 | 0 | 0 | 0 | 0 | 0 | 0 | 0 | 0
| SPS1 | CH | Mileage in heavy duty vehicles¦Motor Diesel¦Total¦New ICE diesel heavy duty vehicles | Billion km/yr. | 0.62367 | 0.73003 | 0.56998 | 0.052216 | 3.7273e-05 | 3.7604e-05 | 3.4975e-05 | 1.659e-05 | 0 | 0 | 0 | 0
| SPS1 | CH | Mileage in heavy duty vehicles¦Motor Diesel¦Total¦New hybrid diesel heavy duty vehicles | Billion km/yr. | 0 | 0.50114 | 0.68709 | 1.834 | 1.9811 | 1.7694 | 0.80898 | 0.32729 | 0 | 0 | 0 | 0
| SPS1 | CH | Mileage in heavy duty vehicles¦Motor Gas¦Total¦New ICE Gas heavy duty vehicles | Billion km/yr. | 0.0011599 | 0.00011152 | 0.00014272 | 0.00014681 | 0.00013813 | 0.00014821 | 0.00014415 | 6.5778e-05 | 0 | 0 | 0 | 0
| SPS1 | CH | Efficiency in heavy duty vehicles | km/MJ | bar: 2020 to 2070
| SPS1 | CH | Efficiency in heavy duty vehicles¦Electricity¦Existing electric heavy duty vehicles | km/MJ | bar: 2020 to 2070
| SPS1 | CH | Efficiency in heavy duty vehicles¦Electricity¦New electric heavy duty vehicles | km/MJ | 0.26873 | 0.27096 | 0.27122 | 0.27377 | 0.30494 | 0.31135 | 0.32702 | 0.33429 | 0.33941 | 0.33941 | 0.33941 | 0.33941
| SPS1 | CH | Efficiency in heavy duty vehicles¦Hydrogen¦New fuel cell electric heavy duty vehicles | km/MJ | 0.17446 | 0.17519 | 0.17525 | 0.17918 | 0.19483 | 0.19942 | 0.20906 | 0.21496 | 0.21891 | 0.21891 | 0.21891 | 0.21891
| SPS1 | CH | Efficiency in heavy duty vehicles¦Motor Gasoline¦Total¦Existing gasoline heavy duty vehicles | km/MJ | bar: 2020 to 2070
| SPS1 | CH | Efficiency in heavy duty vehicles¦Motor Gasoline¦Total¦New gasoline heavy duty vehicles | km/MJ | bar: 2020 to 2070
| SPS1 | CH | Efficiency in heavy duty vehicles¦Motor Diesel¦Total¦Existing ICE diesel heavy duty vehicles | km/MJ | 0.081954 | 0.083996 | 0.08706 | 0.08706 | - | - | - | - | - | - | - | -
| SPS1 | CH | Efficiency in heavy duty vehicles¦Motor Diesel¦Total¦New ICE diesel heavy duty vehicles | km/MJ | 0.1187 | 0.1187 | 0.1187 | 0.1187 | 0.1187 | 0.1187 | 0.1187 | 0.1187 | - | - | - | -
| SPS1 | CH | Efficiency in heavy duty vehicles¦Motor Diesel¦Total¦New hybrid diesel heavy duty vehicles | km/MJ | - | 0.16347 | 0.16347 | 0.16347 | 0.16347 | 0.16347 | 0.16347 | 0.16347 | - | - | - | -
| SPS1 | CH | Efficiency in heavy duty vehicles¦Motor Gas¦Total¦New ICE Gas heavy duty vehicles | km/MJ | 0.10322 | 0.10365 | 0.10406 | 0.10989 | 0.11531 | 0.11786 | 0.12445 | 0.12522 | - | - | - | -
| SPS1 | CH | Fuel consumption in other transport | PJ/yr. | 10.9668 | 10.3598 | 11.5508 | 12.7088 | 13.6785 | 15.3259 | 17.5801 | 19.1924 | 19.747 | 20.316 | 20.8223 | 21.3271
| SPS1 | CH | Fuel consumption in other transport¦Electricity | PJ/yr. | 9.207 | 9.5635 | 9.9543 | 10.6063 | 11.5759 | 14.2498 | 17.5749 | 19.1892 | 19.7438 | 20.3127 | 20.8191 | 21.3234
| SPS1 | CH | Fuel consumption in other transport¦Electricity¦Passenger electric rail | PJ/yr. | 7.7047 | 7.9059 | 8.2079 | 8.7118 | 9.2102 | 9.7092 | 10.0805 | 10.4524 | 10.946 | 11.4383 | 11.9294 | 12.4193
| SPS1 | CH | Fuel consumption in other transport¦Electricity¦Freight electric rail | PJ/yr. | 1.5023 | 1.6576 | 1.7464 | 1.8944 | 1.9815 | 2.0283 | 2.1044 | 2.1805 | 2.215 | 2.2674 | 2.2823 | 2.3118
| SPS1 | CH | Fuel consumption in other transport¦Electricity¦Other electric transport | PJ/yr. | 0 | 3.287e-06 | 4.2793e-06 | 4.0614e-05 | 0.38422 | 2.5124 | 5.39 | 6.5562 | 6.5828 | 6.6071 | 6.6074 | 6.5924
| SPS1 | CH | Fuel consumption in other transport¦Hydrogen | PJ/yr. | 0 | 0 | 0 | 0 | 1.4066e-05 | 0.0031958 | 0.003271 | 0.0032492 | 0.0032171 | 0.0032394 | 0.0032031 | 0.0036231
| SPS1 | CH | Fuel consumption in other transport¦Hydrogen¦Passenger hydrogen rail | PJ/yr. | 0 | 0 | 0 | 0 | 0 | 0.00013238 | 0.00017985 | 0.00014364 | 0.00013292 | 0.00010644 | 8.0368e-05 | 0.00023482
| SPS1 | CH | Fuel consumption in other transport¦Hydrogen¦Freight hydrogen rail | PJ/yr. | 0 | 0 | 0 | 0 | 0 | 0 | 0 | 6.8737e-06 | 1.3688e-05 | 6.6183e-05 | 6.1007e-05 | 0.00032275
| SPS1 | CH | Fuel consumption in other transport¦Hydrogen¦Other hydrogen transport | PJ/yr. | 0 | 0 | 0 | 0 | 1.4066e-05 | 0.0030635 | 0.0030912 | 0.0030987 | 0.0030705 | 0.0030668 | 0.0030617 | 0.0030655
| SPS1 | CH | Fuel consumption in other transport¦Motor Gasoline | PJ/yr. | 1.7598 | 0.79632 | 1.5965 | 2.1026 | 2.1026 | 1.0729 | 0.0019553 | 0 | 0 | 0 | 0 | 0
| SPS1 | CH | Fuel consumption in other transport¦Motor Gasoline¦Fossil liquids | PJ/yr. | 1.6635 | 0.75273 | 1.5091 | 1.9874 | 1.9817 | 0.98347 | 0.00073787 | 0 | 0 | 0 | 0 | 0
| SPS1 | CH | Fuel consumption in other transport¦Motor Gasoline¦Synthetic liquids | PJ/yr. | 0.096332 | 0.043591 | 0.087394 | 0.11512 | 0.12091 | 0.089429 | 0.0012174 | 0 | 0 | 0 | 0 | 0
| SPS1 | CH | Fuel consumption in other transport¦Motor Gasoline¦Synthetic liquids¦Bioliquids¦Ethanol | PJ/yr. | 0.096332 | 0.043591 | 0.087394 | 0.11512 | 0.12091 | 0.059026 | 0.0011322 | 0 | 0 | 0 | 0 | 0
| SPS1 | CH | Fuel consumption in other transport¦Motor Gasoline¦Synthetic liquids¦PtL¦PtL Gasoline | PJ/yr. | 0 | 0 | 0 | 0 | 0 | 0.030403 | 8.5195e-05 | 0 | 0 | 0 | 0 | 0
| SPS1 | CH | Fuel consumption in other transport¦Motor Gasoline¦Total¦Other gasoline transport | PJ/yr. | 1.7598 | 0.79632 | 1.5965 | 2.1026 | 2.1026 | 1.0729 | 0.0019553 | 0 | 0 | 0 | 0 | 0
| SPS1 | CH | Fuel consumption in other transport¦Motor Diesel | PJ/yr. | 0 | 0 | 0 | 0 | 0 | 0 | 0 | 0 | 0 | 0 | 0 | 0
| SPS1 | CH | Fuel consumption in other transport¦Motor Diesel¦Fossil liquids | PJ/yr. | 0 | 0 | 0 | 0 | 0 | 0 | 0 | 0 | 0 | 0 | 0 | 0
| SPS1 | CH | Fuel consumption in other transport¦Motor Diesel¦Synthetic liquids | PJ/yr. | 0 | 0 | 0 | 0 | 0 | 0 | 0 | 0 | 0 | 0 | 0 | 0
| SPS1 | CH | Fuel consumption in other transport¦Motor Diesel¦Synthetic liquids¦Bioliquids¦Biodiesel | PJ/yr. | 0 | 0 | 0 | 0 | 0 | 0 | 0 | 0 | 0 | 0 | 0 | 0
| SPS1 | CH | Fuel consumption in other transport¦Motor Diesel¦Synthetic liquids¦PtL¦PtL Diesel | PJ/yr. | 0 | 0 | 0 | 0 | 0 | 0 | 0 | 0 | 0 | 0 | 0 | 0
| SPS1 | CH | Fuel consumption in other transport¦Motor Diesel¦Total¦Passenger diesel rail | PJ/yr. | 0 | 0 | 0 | 0 | 0 | 0 | 0 | 0 | 0 | 0 | 0 | 0
| SPS1 | CH | Fuel consumption in other transport¦Motor Diesel¦Total¦Freight diesel rail | PJ/yr. | 0.39609 | 0 | 0 | 0 | 0 | 0 | 0 | 0 | 0 | 0 | 0 | 4.0898e-05
| SPS1 | CH | Fuel consumption in other transport¦Motor Diesel¦Total¦Other diesel transport | PJ/yr. | 17.3804 | 17.3804 | 15.7627 | 14.4148 | 13.8755 | 10.6195 | 4.8629 | 2.0429 | 2.0429 | 2.0429 | 2.0429 | 2.0429
| SPS1 | CH | Fuel consumption in other transport¦Jet Fuels¦Fossil liquids¦Kerosene | PJ/yr. | 30.6296 | 59.88 | 85.3445 | 85.5638 | 76.3819 | 54.6301 | 28.1568 | 0 | 0.00014392 | 0.00019426 | 0.00014074 | 0.00031397
| SPS1 | CH | Fuel consumption in other transport¦Jet Fuels¦Synthetic liquids¦Bioliquids¦Biokerosene | PJ/yr. | 0.00036825 | 7.304e-06 | 0.00047501 | 5.3186 | 5.3186 | 18.5126 | 38.8474 | 68.6627 | 95.3627 | 95.5439 | 96.2568 | 97.8239
| SPS1 | CH | Fuel consumption in other transport¦Jet Fuels¦Synthetic liquids¦PtL¦PtL Kerosene | PJ/yr. | 0 | 0 | 0 | 0 | 13.1939 | 20.3348 | 29.8154 | 26.8812 | 0 | 0.71283 | 1.5671 | 1.5795
| SPS1 | CH | Other transport mileage | - | bar: 2020 to 2070
| SPS1 | CH | Other transport mileage¦Electricity¦Passenger electric rail | Billion km/yr. | 0.195 | 0.20003 | 0.20759 | 0.22017 | 0.2326 | 0.24502 | 0.25421 | 0.2634 | 0.27583 | 0.28824 | 0.30062 | 0.31296
| SPS1 | CH | Other transport mileage¦Electricity¦Freight electric rail | Billion km/yr. | 0.025095 | 0.027688 | 0.029172 | 0.031645 | 0.033099 | 0.03388 | 0.035151 | 0.036422 | 0.037 | 0.037874 | 0.038124 | 0.038616
| SPS1 | CH | Other transport mileage¦Electricity¦Other electric transport | PJ/yr. | 0 | 8.1103e-06 | 1.0559e-05 | 0.00010021 | 0.53307 | 4.6788 | 11.3384 | 14.1272 | 14.1272 | 14.1272 | 14.1272 | 14.1272
| SPS1 | CH | Other transport mileage¦Hydrogen¦Passenger hydrogen rail | Billion km/yr. | 0 | 0 | 0 | 0 | 0 | 2.3751e-06 | 3.3507e-06 | 2.7751e-06 | 2.568e-06 | 2.0564e-06 | 1.5527e-06 | 4.5368e-06
| SPS1 | CH | Other transport mileage¦Hydrogen¦Freight hydrogen rail | Billion km/yr. | 0 | 0 | 0 | 0 | 0 | 0 | 0 | 4.0789e-08 | 8.1227e-08 | 3.9274e-07 | 3.6202e-07 | 1.9153e-06
| SPS1 | CH | Other transport mileage¦Hydrogen¦Other hydrogen transport | PJ/yr. | 0 | 0 | 0 | 0 | 2.5227e-05 | 0.0054943 | 0.005544 | 0.0055575 | 0.0055069 | 0.0055002 | 0.0054911 | 0.005498
| SPS1 | CH | Other transport mileage¦Motor Gasoline¦Total¦Other gasoline transport | PJ/yr. | 1.5951 | 0.72179 | 1.4471 | 1.9058 | 1.9058 | 0.97249 | 0.0017723 | 0 | 0 | 0 | 0 | 0
| SPS1 | CH | Other transport mileage¦Motor Diesel¦Total¦Passenger diesel rail | Billion km/yr. | 0 | 0 | 0 | 0 | 0 | 0 | 0 | 0 | 0 | 0 | 0 | 0
| SPS1 | CH | Other transport mileage¦Motor Diesel¦Total¦Freight diesel rail | Billion km/yr. | 0.0016054 | 0 | 0 | 0 | 0 | 0 | 0 | 0 | 0 | 0 | 0 | 1.6576e-07
| SPS1 | CH | Other transport mileage¦Motor Diesel¦Total¦Other diesel transport | PJ/yr. | 17.1765 | 17.1765 | 15.5778 | 14.2457 | 13.7127 | 10.4949 | 4.8059 | 2.019 | 2.019 | 2.019 | 2.019 | 2.019
| SPS1 | CH | Other transport efficiency | - | bar: 2020 to 2070
| SPS1 | CH | Other transport efficiency¦Electricity¦Passenger electric rail | km/MJ | 0.025309 | 0.025302 | 0.025291 | 0.025273 | 0.025254 | 0.025236 | 0.025218 | 0.0252 | 0.0252 | 0.0252 | 0.0252 | 0.0252
| SPS1 | CH | Other transport efficiency¦Electricity¦Freight electric rail | km/MJ | 0.016704 | 0.016704 | 0.016704 | 0.016704 | 0.016704 | 0.016704 | 0.016704 | 0.016704 | 0.016704 | 0.016704 | 0.016704 | 0.016704
| SPS1 | CH | Other transport efficiency¦Electricity¦Other electric transport | % | - | 2.4674 | 2.4674 | 2.4674 | 1.3874 | 1.8623 | 2.1036 | 2.1548 | 2.1461 | 2.1382 | 2.1381 | 2.143
| SPS1 | CH | Other transport efficiency¦Hydrogen¦Passenger hydrogen rail | km/MJ | - | - | - | - | - | 0.017942 | 0.018631 | 0.01932 | 0.01932 | 0.01932 | 0.01932 | 0.01932
| SPS1 | CH | Other transport efficiency¦Hydrogen¦Freight hydrogen rail | km/MJ | - | - | - | - | - | - | - | 0.0059341 | 0.0059341 | 0.0059341 | 0.0059341 | 0.0059341
| SPS1 | CH | Other transport efficiency¦Hydrogen¦Other hydrogen transport | % | - | - | - | - | 1.7935 | 1.7935 | 1.7935 | 1.7935 | 1.7935 | 1.7935 | 1.7935 | 1.7935
| SPS1 | CH | Other transport efficiency¦Motor Gasoline¦Total¦Other gasoline transport | % | 90.64% | 90.64% | 90.64% | 90.64% | 90.64% | 90.64% | 90.64% | - | - | - | - | -
| SPS1 | CH | Other transport efficiency¦Motor Diesel¦Total¦Passenger diesel rail | km/MJ | bar: 2020 to 2070
| SPS1 | CH | Other transport efficiency¦Motor Diesel¦Total¦Freight diesel rail | km/MJ | 0.0040531 | - | - | - | - | - | - | - | - | - | - | 0.0040531
| SPS1 | CH | Other transport efficiency¦Motor Diesel¦Total¦Other diesel transport | % | 98.83% | 98.83% | 98.83% | 98.83% | 98.83% | 98.83% | 98.83% | 98.83% | 98.83% | 98.83% | 98.83% | 98.83%
| SPS1 | CH | Direct CO2 emissions from fuel combustion and industrial processes | Mt/yr. | 34.6104 | 32.3504 | 30.8803 | 24.7783 | 17.9683 | 13.0656 | 6.5659 | -0.011378 | -1.4074 | -2.8034 | -3.6367 | -4.47
| SPS1 | CH | Direct CO2 emissions from fuel combustion and industrial processes¦CO2¦Power generation | Mt/yr. | 2.6032 | 2.3605 | 2.3623 | 2.2433 | 2.2405 | 1.2979 | 0.092144 | -0.089332 | -0.10263 | -0.1051 | -0.1049 | -0.10933
| SPS1 | CH | Direct CO2 emissions from fuel combustion and industrial processes¦CO2¦Synthetic fuel production | Mt/yr. | 0 | 0 | 0 | 0 | 0 | -1.8997e-05 | -2.6989e-05 | -1.4525 | -1.5432 | -1.5487 | -1.6399 | -1.6509
| SPS1 | CH | Direct CO2 emissions from fuel combustion and industrial processes¦CO2¦Industry | Mt/yr. | 6.4915 | 6.1378 | 5.5996 | 4.8978 | 4.0354 | 3.0515 | 0.78583 | 0.16287 | 0.063019 | 0.056058 | 0.045173 | 0.040073
| SPS1 | CH | Direct CO2 emissions from fuel combustion and industrial processes¦CO2¦Industry¦fuel combustion | Mt/yr. | 4.4022 | 4.0268 | 3.4973 | 2.8042 | 1.9499 | 0.97411 | -0.24946 | -0.869 | -0.96885 | -0.97581 | -0.9867 | -0.9918
| SPS1 | CH | Direct CO2 emissions from fuel combustion and industrial processes¦CO2¦Industry¦Industrial processes | Mt/yr. | 2.0893 | 2.111 | 2.1023 | 2.0937 | 2.0855 | 2.0774 | 1.0353 | 1.0319 | 1.0319 | 1.0319 | 1.0319 | 1.0319
| SPS1 | CH | Direct CO2 emissions from fuel combustion and industrial processes¦CO2¦Services | Mt/yr. | 3.7896 | 3.4094 | 3.5163 | 3.1426 | 2.7492 | 2.3967 | 1.7404 | 0.37694 | 0.20096 | 0.093038 | 0.058387 | 0.041023
| SPS1 | CH | Direct CO2 emissions from fuel combustion and industrial processes¦CO2¦Residential | Mt/yr. | 7.1743 | 6.5876 | 6.501 | 6.1057 | 4.4795 | 3.6367 | 2.8043 | 1.0275 | 0.37861 | 0.22671 | 0.22654 | 0.15253
| SPS1 | CH | Direct CO2 emissions from fuel combustion and industrial processes¦CO2¦Transport | Mt/yr. | 14.5519 | 13.8549 | 12.901 | 8.3888 | 4.4637 | 2.6828 | 1.1433 | 0.026004 | 0.022448 | 0.015341 | 0.01398 | 0.011975
| SPS1 | CH | Direct CO2 emissions from fuel combustion and industrial processes¦CO2¦CO2 captured in power generation | Mt/yr. | 0 | 0 | 0 | 0 | 0 | 1.028 | 2.2599 | 2.4299 | 2.4203 | 2.4227 | 2.4224 | 2.427
| SPS1 | CH | Direct CO2 emissions from fuel combustion and industrial processes¦CO2¦CO2 captured in industry | Mt/yr. | 0 | 0 | 0 | 0 | 0 | 0.81619 | 2.8823 | 3.0103 | 2.9874 | 2.9943 | 3.0052 | 3.0103
| SPS1 | CH | Direct CO2 emissions from fuel combustion and industrial processes¦CO2¦CO2 captured in hydrogen | Mt/yr. | 0 | 0 | 0 | 0 | 0 | 0 | 0 | 0.84807 | 0.84807 | 0.94429 | 0.9443 | 0.9443
| SPS1 | CH | Direct CO2 emissions from fuel combustion and industrial processes¦CO2¦CO2 captured in biogases/bioliquids | Mt/yr. | 0 | 0 | 0 | 0 | 0 | 1.8997e-05 | 2.6989e-05 | 0.60441 | 0.69509 | 0.60441 | 0.69563 | 0.70657
| SPS1 | CH | Direct CO2 emissions from fuel combustion and industrial processes¦CO2¦Direct air capture | Mt/yr. | 0 | 0 | 0 | 0 | 0 | 2.0754e-06 | 3.3552e-06 | 0.062919 | 0.42665 | 1.5408 | 2.236 | 2.9554
| SPS1 | CH | CO2 storage and utilisation | Mt/yr. | 0 | 0 | 0 | 0 | 1.8442 | 1.8442 | 5.1422 | 0 | 0 | 0 | 0 | 0
| SPS1 | CH | CO2 storage and utilisation¦CO2¦Domestic sequestration | Mt/yr. | 0 | 0 | 0 | 0 | 0.83333 | 0.83333 | 0.27081 | 0 | 0 | 0 | 0 | 0
| SPS1 | CH | CO2 storage and utilisation¦CO2¦Domestic utilisation | Mt/yr. | 0 | 0 | 0 | 0 | 0.022098 | 0.022098 | 0.012328 | 0 | 0 | 0 | 0 | 0
| SPS1 | CH | CO2 storage and utilisation¦CO2¦Exported | Mt/yr. | 0 | 0 | 0 | 0 | 0.98875 | 0.98875 | 4.859 | 0 | 0 | 0 | 0 | 0
| SPS1 | CH | Direct air capture | - | bar: 2020 to 2070
| SPS1 | CH | Direct air capture¦Energy consumption | PJ/yr. | 0 | 0 | 0 | 0 | 0 | 1.6678e-05 | 2.57e-05 | 0.45829 | 3.1076 | 11.2225 | 16.2862 | 21.5264
| SPS1 | CH | Direct air capture¦Energy consumption¦Electricity | PJ/yr. | 0 | 0 | 0 | 0 | 0 | 2.878e-06 | 3.8529e-06 | 0.057257 | 0.38825 | 1.4021 | 2.0347 | 2.6894
| SPS1 | CH | Direct air capture¦Energy consumption¦Heat | PJ/yr. | 0 | 0 | 0 | 0 | 0 | 1.38e-05 | 2.1847e-05 | 0.40103 | 2.7194 | 9.8204 | 14.2515 | 18.837
| SPS1 | CH | Direct air capture¦CO2 captured | Mt/yr. | 0 | 0 | 0 | 0 | 0 | 2.0754e-06 | 3.3552e-06 | 0.062919 | 0.42665 | 1.5408 | 2.236 | 2.9554
| SPS1 | CH | Primary Energy Consumption | PJ/yr. | 962.4021 | 960.6154 | 925.139 | 880.5265 | 829.229 | 764.2297 | 712.5471 | 731.0701 | 758.2142 | 858.6231 | 863.8881 | 864.5996
| SPS1 | CH | Primary Energy Consumption¦Coal | PJ/yr. | 3.66 | 3.5647 | 0.53774 | 0.00050202 | 0.00023533 | 0.00047066 | 0.00027126 | 0.00014806 | 0.00013 | 0.00011804 | 0.00014036 | 9.7472e-05
| SPS1 | CH | Primary Energy Consumption¦Oil | PJ/yr. | 310.6324 | 286.8787 | 269.564 | 195.3545 | 124.8385 | 102.8565 | 106.1975 | 111.429 | 104.3829 | 102.4919 | 103.3499 | 102.2517
| SPS1 | CH | Primary Energy Consumption¦Oil¦Fossil liquids | PJ/yr. | 303.9145 | 280.1021 | 261.1436 | 182.6985 | 100.5344 | 58.9598 | 27.5958 | 0 | 0.24252 | 0.10397 | 0.093418 | 0.082754
| SPS1 | CH | Primary Energy Consumption¦Oil¦Fossil liquids¦Light fuel oil | PJ/yr. | 101.7269 | 88.5103 | 84.3853 | 68.5726 | 39.7712 | 22.7128 | 12.1731 | 0 | 0.0056482 | 0.0050495 | 0.0033601 | 0.0062668
| SPS1 | CH | Primary Energy Consumption¦Oil¦Fossil liquids¦Heavy fuel oil | PJ/yr. | 2.7764 | 2.4674 | 0.0010673 | 0.00014384 | 0.00012163 | 0.0005819 | 0.00037812 | 0 | 0 | 0 | 0 | 0
| SPS1 | CH | Primary Energy Consumption¦Oil¦Fossil liquids¦Motor Diesel | PJ/yr. | 118.5524 | 111.7631 | 95.7599 | 63.2067 | 36.6342 | 24.3212 | 10.6201 | 0 | 0.00012704 | 0.00015641 | 0.00010758 | 0.00020263
| SPS1 | CH | Primary Energy Consumption¦Oil¦Fossil liquids¦Motor Gasoline | PJ/yr. | 79.7498 | 75.9561 | 79.1489 | 48.3496 | 21.7592 | 9.7732 | 2.872 | 0 | 0.23664 | 0.098628 | 0.089853 | 0.076082
| SPS1 | CH | Primary Energy Consumption¦Oil¦Fossil liquids¦Kerosene (excl. international aviation) | PJ/yr. | 1.109 | 1.4052 | 1.8485 | 2.5695 | 2.3696 | 2.1519 | 1.9303 | 0 | 0.00010962 | 0.00013959 | 9.8167e-05 | 0.00020204
| SPS1 | CH | Primary Energy Consumption¦Oil¦Synthetic liquids | PJ/yr. | 6.7179 | 6.7766 | 8.4204 | 12.656 | 24.3041 | 43.8967 | 78.6017 | 111.429 | 104.1404 | 102.3879 | 103.2565 | 102.169
| SPS1 | CH | Primary Energy Consumption¦Oil¦Synthetic liquids¦Total¦Motor diesel | PJ/yr. | 2.2834 | 2.378 | 4.0205 | 4.5367 | 4.4639 | 4.4631 | 5.3796 | 13.8924 | 7.0581 | 4.9588 | 4.3633 | 1.8591
| SPS1 | CH | Primary Energy Consumption¦Oil¦Synthetic liquids¦Total¦Motor Gasoline | PJ/yr. | 4.4342 | 4.3986 | 4.3994 | 2.8007 | 1.3276 | 0.58624 | 4.5594 | 1.9926 | 1.7195 | 1.1723 | 1.0693 | 0.90652
| SPS1 | CH | Primary Energy Consumption¦Oil¦Synthetic liquids¦Bioliquids¦Total | PJ/yr. | 6.7179 | 6.7766 | 8.4204 | 12.656 | 11.1102 | 23.5619 | 47.7834 | 76.035 | 104.1404 | 101.6751 | 101.6894 | 100.5895
| SPS1 | CH | Primary Energy Consumption¦Oil¦Synthetic liquids¦Bioliquids¦Biodiesel | PJ/yr. | 2.2834 | 2.378 | 4.0205 | 4.5367 | 4.4639 | 4.4631 | 4.5367 | 5.3796 | 7.0581 | 4.9588 | 4.3633 | 1.8591
| SPS1 | CH | Primary Energy Consumption¦Oil¦Synthetic liquids¦Bioliquids¦Ethanol | PJ/yr. | 4.4342 | 4.3986 | 4.3994 | 2.8007 | 1.3276 | 0.58624 | 4.3994 | 1.9926 | 1.7195 | 1.1723 | 1.0693 | 0.90652
| SPS1 | CH | Primary Energy Consumption¦Oil¦Synthetic liquids¦PtL | PJ/yr. | 0 | 0 | 0 | 0 | 13.1939 | 20.3348 | 30.8183 | 35.394 | 0 | 0.71283 | 1.5671 | 1.5795
| SPS1 | CH | Primary Energy Consumption¦Oil¦Synthetic liquids¦PtL¦PtL Diesel | PJ/yr. | 0 | 0 | 0 | 0 | 0 | 0 | 0.84292 | 8.5128 | 0 | 0 | 0 | 0
| SPS1 | CH | Primary Energy Consumption¦Oil¦Synthetic liquids¦PtL¦PtL Gasoline | PJ/yr. | 0 | 0 | 0 | 0 | 0 | 0 | 0.16003 | 0 | 0 | 0 | 0 | 0
| SPS1 | CH | Primary Energy Consumption¦Oil¦Synthetic liquids¦PtL¦PtL Kerosene | PJ/yr. | 0 | 0 | 0 | 0 | 13.1939 | 20.3348 | 29.8154 | 26.8812 | 0 | 0.71283 | 1.5671 | 1.5795
| SPS1 | CH | Primary Energy Consumption¦Gas | PJ/yr. | 116.9855 | 107.2365 | 113.3537 | 110.5899 | 98.9601 | 100.2701 | 87.7292 | 43.6912 | 33.2547 | 34.7502 | 39.5953 | 41.3263
| SPS1 | CH | Primary Energy Consumption¦Gas¦Fossil gases¦Total | PJ/yr. | 116.9855 | 106.72 | 112.1866 | 106.223 | 93.0298 | 92.0419 | 76.1248 | 27.1263 | 9.4012 | 2.3209 | 1.5107 | 0.0017799
| SPS1 | CH | Primary Energy Consumption¦Gas¦Fossil gases¦Natural gas | PJ/yr. | 116.9855 | 106.72 | 112.1866 | 106.2228 | 93.0292 | 92.0415 | 76.1246 | 27.1261 | 9.4009 | 2.3194 | 1.5096 | 0.00065145
| SPS1 | CH | Primary Energy Consumption¦Gas¦Fossil gases¦Liquified Natural Gas | PJ/yr. | 0 | 0 | 0 | 0.00014483 | 0.00058791 | 0.00038401 | 0.00026102 | 0.00021259 | 0.00028634 | 0.0015315 | 0.0011404 | 0.0011285
| SPS1 | CH | Primary Energy Consumption¦Gas¦Synthetic gases | PJ/yr. | 0 | 0.5165 | 1.1671 | 4.367 | 5.9303 | 8.2282 | 11.6044 | 16.5649 | 23.8535 | 32.4293 | 38.0846 | 41.3245
| SPS1 | CH | Primary Energy Consumption¦Gas¦Synthetic gases¦Biogases | PJ/yr. | 0 | 0.5165 | 1.1671 | 4.367 | 4.367 | 5.9303 | 8.2282 | 11.6044 | 16.5649 | 23.8535 | 32.4293 | 38.0846
| SPS1 | CH | Primary Energy Consumption¦Gas¦Synthetic gases¦Biogases¦Biogas | PJ/yr. | 0 | 0.5165 | 1.1671 | 4.367 | 4.367 | 5.9303 | 8.2282 | 11.6044 | 16.5649 | 23.8535 | 32.4293 | 38.0846
| SPS1 | CH | Primary Energy Consumption¦Gas¦Synthetic gases¦PtG | PJ/yr. | 0 | 0 | 0 | 0 | 1.5633 | 2.2979 | 3.3762 | 4.9606 | 7.2886 | 8.5758 | 5.6553 | 3.2399
| SPS1 | CH | Primary Energy Consumption¦Gas¦Synthetic gases¦PtG¦PtG gas | PJ/yr. | 0 | 0 | 0 | 0 | 1.5633 | 2.2979 | 3.3762 | 4.9606 | 7.2886 | 8.5758 | 5.6553 | 3.2399
| SPS1 | CH | Primary Energy Consumption¦Nuclear fuel | PJ/yr. | 250.9482 | 254.3925 | 224.1869 | 221.5374 | 190.498 | 100.0358 | 0 | 0 | 48.9527 | 182.453 | 182.453 | 182.4531
| SPS1 | CH | Primary Energy Consumption¦Electricity | PJ/yr. | -20.01 | 14.6156 | -13.9788 | -23.7553 | -7.144 | 19.5549 | 46.4824 | 55.4928 | 48.5855 | 12.4735 | 10.6752 | 7.7047
| SPS1 | CH | Primary Energy Consumption¦Hydrogen | PJ/yr. | 0 | 0 | 0 | 0 | 0 | 5.7697 | 9.4274 | 11.0267 | 7.787 | 5.3919 | 5.3864 | 5.1851
| SPS1 | CH | Primary Energy Consumption¦Wood | PJ/yr. | 44.9724 | 48.1905 | 48.1905 | 48.1905 | 48.1905 | 48.1905 | 48.9559 | 62.7027 | 62.7615 | 62.8202 | 62.879 | 62.879
| SPS1 | CH | Primary Energy Consumption¦Wood¦Waste wood | PJ/yr. | 11.1119 | 11.9529 | 13.2144 | 15.3169 | 15.8491 | 16.2664 | 16.6117 | 16.957 | 17.0158 | 17.0745 | 17.1333 | 17.1921
| SPS1 | CH | Primary Energy Consumption¦Wood¦Wood residues | PJ/yr. | 7.5117 | 7.5431 | 7.5903 | 7.669 | 7.669 | 7.669 | 7.669 | 7.669 | 7.669 | 7.669 | 7.669 | 7.669
| SPS1 | CH | Primary Energy Consumption¦Wood¦Wood from landscape maintenance | PJ/yr. | 3.1682 | 3.4957 | 3.9868 | 4.8054 | 4.8054 | 4.8054 | 4.8054 | 4.8054 | 4.8054 | 4.8054 | 4.8054 | 4.8054
| SPS1 | CH | Primary Energy Consumption¦Wood¦Wood from Forest (hard wood) | PJ/yr. | 23.1806 | 25.1988 | 23.3989 | 20.3991 | 19.8669 | 19.4497 | 19.8698 | 33.2713 | 33.2713 | 33.2713 | 33.2713 | 33.2125
| SPS1 | CH | Primary Energy Consumption¦Waste | PJ/yr. | 70.0315 | 70.6298 | 70.2369 | 69.7874 | 69.685 | 70.1511 | 76.4197 | 78.0037 | 78.299 | 78.299 | 78.2991 | 78.2995
| SPS1 | CH | Primary Energy Consumption¦Waste¦Non renewable waste | PJ/yr. | 35.9311 | 35.8824 | 35.4895 | 35.04 | 34.9376 | 35.4036 | 35.6282 | 35.8529 | 35.6032 | 35.6032 | 35.6032 | 35.6032
| SPS1 | CH | Primary Energy Consumption¦Waste¦Renewable waste | PJ/yr. | 34.1004 | 34.7474 | 34.7474 | 34.7474 | 34.7475 | 34.7475 | 40.7915 | 42.1509 | 42.6958 | 42.6958 | 42.696 | 42.6964
| SPS1 | CH | Primary Energy Consumption¦Manure | PJ/yr. | 3.7981 | 10.2204 | 12.5403 | 12.5404 | 12.5404 | 12.5415 | 12.5566 | 18.8116 | 18.8116 | 18.8116 | 18.8116 | 18.8123
| SPS1 | CH | Primary Energy Consumption¦Hydro | PJ/yr. | 149.4305 | 125.6047 | 141.1745 | 151.1245 | 151.4747 | 151.559 | 151.8315 | 151.9314 | 151.9809 | 153.7051 | 153.6353 | 154.3758
| SPS1 | CH | Primary Energy Consumption¦Hydro¦Large hydro | PJ/yr. | 66.7457 | 49.7988 | 68.7598 | 70.4339 | 71.4128 | 72.4972 | 73.7515 | 74.836 | 74.836 | 74.836 | 74.836 | 74.836
| SPS1 | CH | Primary Energy Consumption¦Hydro¦Run-of-river hydro | PJ/yr. | 66.6324 | 55.764 | 65.55 | 64.7141 | 63.7353 | 62.6509 | 61.5657 | 60.4811 | 60.4811 | 60.4811 | 60.4811 | 60.4811
| SPS1 | CH | Primary Energy Consumption¦Hydro¦Pump storage | PJ/yr. | 16.0524 | 20.0419 | 6.8647 | 15.9764 | 16.3266 | 16.4109 | 16.5143 | 16.6142 | 16.6637 | 18.3879 | 18.3181 | 19.0586
| SPS1 | CH | Primary Energy Consumption¦Solar | PJ/yr. | 12.5565 | 16.5221 | 32.4615 | 57.8235 | 83.3715 | 91.1904 | 98.4423 | 109.3384 | 112.8861 | 115.7957 | 116.5084 | 116.7014
| SPS1 | CH | Primary Energy Consumption¦Wind | PJ/yr. | 0.52401 | 0.54529 | 0.50317 | 0.88322 | 0.93306 | 0.93306 | 1.0395 | 1.0396 | 1.0397 | 1.0397 | 1.0397 | 1.0398
| SPS1 | CH | Primary Energy Consumption¦Ambient heat | PJ/yr. | 18.873 | 22.2145 | 26.3687 | 36.4498 | 55.881 | 61.1765 | 73.412 | 87.5613 | 89.4725 | 90.5911 | 91.255 | 93.5708
| SPS1 | CH | Primary Energy Consumption¦Geothermal | PJ/yr. | 0 | 0 | 0 | 0 | 0 | 0.00015431 | 0.052664 | 0.041469 | 0 | 0 | 0 | 0
| SPS1 | CH | Electricity generation capacity | GWe/yr. | 22.3248 | 24.404 | 28.8245 | 34.0022 | 40.2672 | 41.1662 | 42.4424 | 44.4719 | 46.0269 | 48.2575 | 48.6993 | 49.3106
| SPS1 | CH | Electricity generation capacity¦Nuclear Fuel | GWe/yr. | 3.0936 | 3.0936 | 2.8347 | 2.7578 | 2.3634 | 1.3535 | 0.12056 | 0.12056 | 0.69937 | 2.2766 | 2.2766 | 2.2766
| SPS1 | CH | Electricity generation capacity¦Nuclear Fuel¦Nuclear power plants | GWe/yr. | 3.0936 | 3.0936 | 2.8347 | 2.7578 | 2.3634 | 1.3535 | 0.12056 | 0.12056 | 0.69937 | 2.2766 | 2.2766 | 2.2766
| SPS1 | CH | Electricity generation capacity¦Hydro | GWe/yr. | 15.4036 | 16.1184 | 16.5603 | 16.6544 | 16.6889 | 16.6992 | 16.8259 | 16.9355 | 16.9355 | 16.9356 | 16.9356 | 16.9357
| SPS1 | CH | Electricity generation capacity¦Hydro¦Hydro Large | GWe/yr. | 7.3394 | 7.3401 | 7.3422 | 7.4149 | 7.4418 | 7.4521 | 7.5789 | 7.6884 | 7.6884 | 7.6884 | 7.6884 | 7.6884
| SPS1 | CH | Electricity generation capacity¦Hydro¦Hydro Run of River | GWe/yr. | 4.7247 | 4.8072 | 4.8585 | 4.8799 | 4.8875 | 4.8875 | 4.8875 | 4.8875 | 4.8875 | 4.8875 | 4.8875 | 4.8876
| SPS1 | CH | Electricity generation capacity¦Hydro¦Pump storage | GWe/yr. | 3.3394 | 3.9711 | 4.3595 | 4.3595 | 4.3595 | 4.3595 | 4.3595 | 4.3596 | 4.3596 | 4.3596 | 4.3596 | 4.3597
| SPS1 | CH | Electricity generation capacity¦Oil | GWe/yr. | 0.029477 | 0.042297 | 0.034219 | 0.090285 | 0.086588 | 0.078948 | 0.080063 | 0.017941 | 0.021754 | 0.014201 | 0.033493 | 0.031171
| SPS1 | CH | Electricity generation capacity¦Oil¦Peak devices | GWe/yr. | 0.019909 | 0.019879 | 0.011822 | 0.06793 | 0.075521 | 0.078855 | 0.079999 | 0.017876 | 0.017845 | 0.010272 | 0.005908 | 0.0060083
| SPS1 | CH | Electricity generation capacity¦Oil¦CHP Oil (for District Heating) | GWe/yr. | 0.0012623 | 0.00024817 | 0.00022798 | 0.00018614 | 0.00017857 | 9.2693e-05 | 6.3462e-05 | 6.4986e-05 | 6.2403e-05 | 8.0225e-05 | 6.6769e-05 | 0.00012409
| SPS1 | CH | Electricity generation capacity¦Oil¦Industrial CHPs oil | GWe/yr. | 0.0083052 | 0.02217 | 0.022169 | 0.022169 | 0.010888 | 0 | 0 | 0 | 0.0038458 | 0.0038493 | 0.027518 | 0.025039
| SPS1 | CH | Electricity generation capacity¦Gas | GWe/yr. | 0.22239 | 0.21579 | 0.20878 | 0.21029 | 0.24946 | 0.2324 | 0.32657 | 0.35506 | 0.42279 | 0.47165 | 0.51786 | 0.51624
| SPS1 | CH | Electricity generation capacity¦Gas¦Gas turbines combined cycle | GWe/yr. | 0 | 0 | 0 | 0 | 0 | 1.7022e-06 | 2.0954e-06 | 4.5314e-06 | 0.00014128 | 0.0001492 | 0.00019443 | 0.00024227
| SPS1 | CH | Electricity generation capacity¦Gas¦Gas turbines open cycle | GWe/yr. | 0 | 0 | 0 | 0 | 5.4869e-05 | 0.00022857 | 0.01034 | 0.021228 | 0.021261 | 0.021207 | 0.021051 | 0.014237
| SPS1 | CH | Electricity generation capacity¦Gas¦Gas turbines combined cycle CCS | GWe/yr. | 0 | 0 | 0 | 0 | 0 | 0 | 1.8834e-06 | 3.9116e-06 | 0.001388 | 0.0025189 | 0.0025185 | 0.0025169
| SPS1 | CH | Electricity generation capacity¦Gas¦CHP Gas (for District Heating) | GWe/yr. | 0.045249 | 3.3878e-05 | 3.3867e-05 | 0 | 0 | 0 | 0 | 0 | 0 | 0 | 0 | 0
| SPS1 | CH | Electricity generation capacity¦Gas¦CHP Fuel Cell Gas (for District Heating) | GWe/yr. | 0 | 0 | 0 | 0 | 0 | 0 | 0 | 0 | 0 | 0 | 0 | 0
| SPS1 | CH | Electricity generation capacity¦Gas¦Industrial CHPs gas | GWe/yr. | 0.026107 | 0.019309 | 0.012305 | 0.015504 | 0.043905 | 0.067709 | 0.063977 | 0.059763 | 0.060826 | 0.031202 | 0.049633 | 0.050916
| SPS1 | CH | Electricity generation capacity¦Gas¦Industrial CHPs gas (CCS) | GWe/yr. | 0 | 0 | 0 | 0 | 0 | 0.00026985 | 0.014548 | 0.0198 | 0.019766 | 0.019532 | 0.017663 | 0.017593
| SPS1 | CH | Electricity generation capacity¦Gas¦Industrial CHPs fuel cells (gas reformer) | GWe/yr. | 0 | 0 | 0 | 2.4771e-05 | 4.5903e-05 | 0.00010214 | 8.29e-05 | 9.2557e-05 | 7.1935e-05 | 9.8439e-05 | 7.9942e-05 | 0.00012205
| SPS1 | CH | Electricity generation capacity¦Gas¦Residential single family CHPs gas | GWe/yr. | 0.0039535 | 0.00060018 | 0.00059821 | 0.00057635 | 0.00044084 | 0.00018089 | 0 | 0 | 7.6273e-05 | 0.00015027 | 0.0001853 | 0.00028811
| SPS1 | CH | Electricity generation capacity¦Gas¦Residential single family CHPs fuel cells gas | GWe/yr. | 0 | 0 | 0 | 0 | 0 | 0 | 0 | 0 | 3.5718e-05 | 5.8753e-05 | 5.8961e-05 | 0.00012347
| SPS1 | CH | Electricity generation capacity¦Gas¦Residential multi family CHPs gas | GWe/yr. | 0.0083648 | 0.0088149 | 0.0088148 | 0.0088145 | 0.0088113 | 0.0037471 | 0 | 0 | 8.6102e-05 | 0.00021745 | 0.00021758 | 0.003587
| SPS1 | CH | Electricity generation capacity¦Gas¦Residential multi family CHPs fuel cells gas | GWe/yr. | 0 | 0 | 0 | 0 | 0 | 0 | 0 | 0 | 9.0454e-05 | 0.00015912 | 0.00015945 | 0.00032095
| SPS1 | CH | Electricity generation capacity¦Gas¦Services sectors CHPs (bio)gas | GWe/yr. | 0.073513 | 0.084745 | 0.084748 | 0.084748 | 0.10453 | 0.10507 | 0.23762 | 0.25416 | 0.3189 | 0.39618 | 0.42593 | 0.42595
| SPS1 | CH | Electricity generation capacity¦Gas¦Services sectors CHPs gas | GWe/yr. | 0.0652 | 0.10228 | 0.10228 | 0.10063 | 0.091663 | 0.05509 | 0 | 0 | 9.2972e-05 | 9.4425e-05 | 9.4531e-05 | 0.00018707
| SPS1 | CH | Electricity generation capacity¦Gas¦Services sectors CHPs fuel cells (gas reformer) | GWe/yr. | 0 | 0 | 0 | 0 | 0 | 0 | 0 | 0 | 5.235e-05 | 8.5518e-05 | 7.0293e-05 | 0.00015744
| SPS1 | CH | Electricity generation capacity¦Wastes | GWe/yr. | 0.40383 | 0.36226 | 0.36226 | 0.36003 | 0.46004 | 0.52999 | 0.61444 | 0.60251 | 0.5797 | 0.51001 | 0.47439 | 0.45913
| SPS1 | CH | Electricity generation capacity¦Wastes¦Wastes Incineration (electric only) | GWe/yr. | 0.2765 | 0.2765 | 0.2765 | 0.27599 | 0.37461 | 0.3507 | 0.27936 | 0.27217 | 0.24936 | 0.20011 | 0.18304 | 0.18344
| SPS1 | CH | Electricity generation capacity¦Wastes¦Wastes Incineration (electric only) CCS | GWe/yr. | 0 | 0 | 0 | 0 | 0 | 0.093102 | 0.21531 | 0.21531 | 0.21531 | 0.19487 | 0.1835 | 0.16579
| SPS1 | CH | Electricity generation capacity¦Wastes¦CHP Wastes (for District Heating) | GWe/yr. | 0.0784 | 0.072061 | 0.072061 | 0.07049 | 0.072035 | 0.053249 | 0.047331 | 0.039471 | 0.039471 | 0.039471 | 0.033076 | 0.031742
| SPS1 | CH | Electricity generation capacity¦Wastes¦CHP Wastes (for District Heating) CCS | GWe/yr. | 0 | 0 | 0 | 0 | 0 | 0.017909 | 0.03859 | 0.039276 | 0.039275 | 0.039276 | 0.038887 | 0.039079
| SPS1 | CH | Electricity generation capacity¦Wastes¦Industrial CHPs wastes | GWe/yr. | 0.048924 | 0.013699 | 0.013699 | 0.013546 | 0.013393 | 0.012589 | 2.5187e-05 | 2.3768e-05 | 2.2873e-05 | 2.2765e-05 | 1.7118e-05 | 2.0266e-05
| SPS1 | CH | Electricity generation capacity¦Wastes¦Industrial CHPs wastes CCS | GWe/yr. | 0 | 0 | 0 | 0 | 0 | 0.0024476 | 0.033818 | 0.036255 | 0.036255 | 0.036255 | 0.035872 | 0.03906
| SPS1 | CH | Electricity generation capacity¦Wood | GWe/yr. | 0.0089937 | 0.0089742 | 0.042051 | 0.059004 | 0.075194 | 0.21316 | 0.25226 | 0.27601 | 0.26853 | 0.27398 | 0.27145 | 0.26668
| SPS1 | CH | Electricity generation capacity¦Wood¦CHP Wood (for District Heating) | GWe/yr. | 0.0026106 | 1.8741e-05 | 0.00018468 | 6.7985e-05 | 0.00014625 | 0.063867 | 0.063812 | 0.061417 | 0.05328 | 0.053284 | 0.05881 | 0.058809
| SPS1 | CH | Electricity generation capacity¦Wood¦Biomass with CCS (BECCS) | GWe/yr. | 0 | 0 | 0 | 0 | 0 | 1.6631e-05 | 0.0083072 | 0.017207 | 0.022833 | 0.022836 | 0.026452 | 0.024811
| SPS1 | CH | Electricity generation capacity¦Wood¦Industrial CHPs wood | GWe/yr. | 0.0063831 | 0.0089555 | 0.041867 | 0.058861 | 0.07491 | 0.041933 | 0.015463 | 4.4241e-05 | 3.9493e-05 | 3.9794e-05 | 3.2744e-05 | 4.1707e-05
| SPS1 | CH | Electricity generation capacity¦Wood¦Industrial CHPs wood (CCS) | GWe/yr. | 0 | 0 | 0 | 0 | 0 | 0.095325 | 0.14977 | 0.18219 | 0.1777 | 0.18347 | 0.17178 | 0.17119
| SPS1 | CH | Electricity generation capacity¦Wood¦Residential single family CHPs wood | GWe/yr. | 0 | 0 | 0 | 2.0809e-05 | 3.4927e-05 | 0.00013215 | 0.00024066 | 0.00029905 | 0.00019465 | 0.00013645 | 0.00013458 | 0.00018553
| SPS1 | CH | Electricity generation capacity¦Wood¦Residential multi family CHPs wood | GWe/yr. | 0 | 0 | 0 | 2.7251e-05 | 6.4757e-05 | 0.011712 | 0.014501 | 0.014706 | 0.01434 | 0.014099 | 0.014168 | 0.011498
| SPS1 | CH | Electricity generation capacity¦Wood¦Services sectors CHPs wood | GWe/yr. | 0 | 0 | 0 | 2.6937e-05 | 3.8233e-05 | 0.00017339 | 0.00016159 | 0.00015086 | 0.00014047 | 0.00011072 | 7.7517e-05 | 0.00014364
| SPS1 | CH | Electricity generation capacity¦Wind | GWe/yr. | 0.08712 | 0.09066 | 0.083656 | 0.14684 | 0.15513 | 0.15513 | 0.17283 | 0.17284 | 0.17286 | 0.17287 | 0.17287 | 0.17287
| SPS1 | CH | Electricity generation capacity¦Wind¦Wind turbines | GWe/yr. | 0.08712 | 0.09066 | 0.083656 | 0.14684 | 0.15513 | 0.15513 | 0.17283 | 0.17284 | 0.17286 | 0.17287 | 0.17287 | 0.17287
| SPS1 | CH | Electricity generation capacity¦Solar | GWe/yr. | 2.9747 | 4.3709 | 8.5974 | 13.4792 | 19.5733 | 20.9169 | 22.6368 | 24.3566 | 25.2833 | 26.1333 | 26.504 | 27.1296
| SPS1 | CH | Electricity generation capacity¦Solar¦Solar PV (large scale) | GWe/yr. | 0 | 0 | 0.044925 | 0.094437 | 0.42371 | 0.79046 | 1.4836 | 2.1244 | 1.9171 | 1.5752 | 0.69312 | 0.0021267
| SPS1 | CH | Electricity generation capacity¦Solar¦Solar PV (Industry) | GWe/yr. | 1.1186 | 1.6529 | 3.5612 | 3.4923 | 4.8945 | 5.1442 | 5.4066 | 5.6823 | 5.9722 | 6.2768 | 6.597 | 6.9335
| SPS1 | CH | Electricity generation capacity¦Solar¦Solar PV (Residential single family) | GWe/yr. | 0.67886 | 1.1559 | 1.2893 | 4.68 | 4.9187 | 5.1696 | 5.4333 | 5.7105 | 6.0018 | 6.3079 | 6.6297 | 6.9679
| SPS1 | CH | Electricity generation capacity¦Solar¦Solar PV (Residential multi family) | GWe/yr. | 0.27425 | 0.43895 | 1.735 | 3.33 | 3.4999 | 3.6784 | 3.866 | 4.0632 | 4.2705 | 4.4883 | 4.7173 | 4.9579
| SPS1 | CH | Electricity generation capacity¦Solar¦Solar PV (Services) | GWe/yr. | 0.90293 | 1.1231 | 1.9671 | 1.8825 | 5.8366 | 6.1343 | 6.4472 | 6.7761 | 7.1217 | 7.485 | 7.8668 | 8.2681
| SPS1 | CH | Electricity generation capacity¦Geothermal | GWe/yr. | 0 | 0 | 0 | 0 | 0 | 0 | 0.00031257 | 0.00031271 | 0.00031272 | 0.00031267 | 0.00031273 | 0.0003131
| SPS1 | CH | Electricity generation capacity¦Geothermal¦Deep geothermal | GWe/yr. | 0 | 0 | 0 | 0 | 0 | 0 | 0.00031257 | 0.00031271 | 0.00031272 | 0.00031267 | 0.00031273 | 0.0003131
| SPS1 | CH | Electricity generation capacity¦Hydrogen | GWe/yr. | 0 | 0 | 0 | 0.00017829 | 0.038729 | 0.13168 | 0.22886 | 0.24656 | 0.22987 | 0.23103 | 0.23046 | 0.23093
| SPS1 | CH | Electricity generation capacity¦Hydrogen¦CHP Fuel Cell Hydrogen (for District Heating) | GWe/yr. | 0 | 0 | 0 | 0 | 0 | 0.017915 | 0.061965 | 0.075695 | 0.073321 | 0.075156 | 0.075614 | 0.075658
| SPS1 | CH | Electricity generation capacity¦Hydrogen¦Industrial CHPs fuel cells (hydrogen) | GWe/yr. | 0 | 0 | 0 | 0.00014742 | 0.038651 | 0.11343 | 0.16585 | 0.1686 | 0.15459 | 0.15459 | 0.15459 | 0.15461
| SPS1 | CH | Electricity generation capacity¦Hydrogen¦Services sectors CHPs fuel cells (hydrogen) | GWe/yr. | 0 | 0 | 0 | 3.087e-05 | 7.8195e-05 | 0.00033263 | 0.0010381 | 0.0022687 | 0.0019511 | 0.0012774 | 0.00025582 | 0.00066257
| SPS1 | CH | Electricity generation capacity¦Electricity storage (non hydro) | GWe/yr. | 0.10116 | 0.10116 | 0.10116 | 0.24423 | 0.57636 | 0.85523 | 1.1838 | 1.388 | 1.4129 | 1.238 | 1.2824 | 1.2914
| SPS1 | CH | Electricity generation capacity¦Electricity storage (non hydro)¦CAES | GWe/yr. | 0.1 | 0.099999 | 0.099999 | 0.099999 | 0.099999 | 0.099999 | 0.099999 | 0.099999 | 0.099999 | 0.099999 | 0.099999 | 0.099999
| SPS1 | CH | Electricity generation capacity¦Electricity storage (non hydro)¦Battery storage large size centralised | GWe/yr. | 0.00019432 | 0.00019456 | 0.00019545 | 0.00019456 | 0.26308 | 0.52266 | 0.52268 | 0.52268 | 0.52268 | 0.52269 | 0.52269 | 0.52273
| SPS1 | CH | Electricity generation capacity¦Electricity storage (non hydro)¦Battery storage medium size centralised | GWe/yr. | 0.00014288 | 0.00014305 | 0.00014376 | 0.00014754 | 0.0022554 | 0.0053814 | 0.31666 | 0.50232 | 0.51391 | 0.32466 | 0.35446 | 0.34741
| SPS1 | CH | Electricity generation capacity¦Electricity storage (non hydro)¦Batteries in industry | GWe/yr. | 0.00013609 | 0.00013624 | 0.00013669 | 0.067451 | 0.1149 | 0.15469 | 0.18555 | 0.19403 | 0.19283 | 0.21157 | 0.24176 | 0.22075
| SPS1 | CH | Electricity generation capacity¦Electricity storage (non hydro)¦Batteries in residential single family houses | GWe/yr. | 0.00027322 | 0.00027352 | 0.00027439 | 0.02135 | 0.021722 | 0.013594 | 0.01925 | 0.021381 | 0.015294 | 0.026431 | 0.023974 | 0.03759
| SPS1 | CH | Electricity generation capacity¦Electricity storage (non hydro)¦Batteries in residential multi-family houses | GWe/yr. | 0.00027313 | 0.00027342 | 0.0002743 | 0.034765 | 0.038244 | 0.031721 | 0.023796 | 0.028025 | 0.038969 | 0.030759 | 0.023683 | 0.037653
| SPS1 | CH | Electricity generation capacity¦Electricity storage (non hydro)¦Batteries in Services sector | GWe/yr. | 0.00013662 | 0.00013677 | 0.00013722 | 0.020325 | 0.036158 | 0.027187 | 0.015867 | 0.019531 | 0.029241 | 0.021868 | 0.015852 | 0.02523
| SPS1 | CH | Space and water heat boiler capacity in Residential sector | GWth/yr. | 11.164 | 11.9268 | 11.9727 | 12.8285 | 11.2645 | 10.3526 | 10.5157 | 10.9387 | 10.5577 | 10.4144 | 9.9929 | 9.4805
| SPS1 | CH | Space and water heat boiler capacity in Residential sector¦Space heating | GWth/yr. | 9.303 | 9.9082 | 10.0694 | 10.6836 | 9.3696 | 8.5958 | 8.7 | 8.69 | 8.3901 | 8.3161 | 8.0936 | 7.6789
| SPS1 | CH | Space and water heat boiler capacity in Residential sector¦Space heating¦Electricty | GWth/yr. | 2.1117 | 2.4147 | 2.5719 | 3.1621 | 3.7494 | 3.7648 | 4.5348 | 5.6169 | 6.1526 | 6.2733 | 6.2401 | 6.0524
| SPS1 | CH | Space and water heat boiler capacity in Residential sector¦Space heating¦Electricty¦Electric boiler | GWth/yr. | 0.67257 | 0.70276 | 0.70276 | 0.65026 | 0.26746 | 0.18281 | 0.16415 | 0.18371 | 0.30936 | 0.33848 | 0.29816 | 0.12584
| SPS1 | CH | Space and water heat boiler capacity in Residential sector¦Space heating¦Electricty¦Heat pump electric | GWth/yr. | 1.4391 | 1.712 | 1.8692 | 2.5118 | 3.4819 | 3.582 | 4.3706 | 5.4332 | 5.8433 | 5.9348 | 5.942 | 5.9266
| SPS1 | CH | Space and water heat boiler capacity in Residential sector¦Space heating¦Oil | GWth/yr. | 3.4074 | 3.4074 | 3.4074 | 3.4074 | 1.342 | 0.60082 | 0.41917 | 0.39575 | 0.36284 | 0.30597 | 0.20244 | 0.1039
| SPS1 | CH | Space and water heat boiler capacity in Residential sector¦Space heating¦Oil¦Light fuel oil boiler | GWth/yr. | 3.4074 | 3.4074 | 3.4074 | 3.4074 | 1.342 | 0.60082 | 0.41917 | 0.39575 | 0.36284 | 0.30597 | 0.20244 | 0.1039
| SPS1 | CH | Space and water heat boiler capacity in Residential sector¦Space heating¦Gas | GWth/yr. | 2.7688 | 3.0043 | 3.0081 | 3.0209 | 3.4104 | 3.4684 | 3.0074 | 1.637 | 0.85636 | 0.73258 | 0.64944 | 0.56893
| SPS1 | CH | Space and water heat boiler capacity in Residential sector¦Space heating¦Gas¦Gas boiler | GWth/yr. | 2.7688 | 3.0043 | 3.0077 | 3.0205 | 2.7685 | 2.4338 | 1.9728 | 0.96345 | 0.53317 | 0.45026 | 0.36553 | 0.28732
| SPS1 | CH | Space and water heat boiler capacity in Residential sector¦Space heating¦Gas¦Heat pump gas | GWth/yr. | 3.4343e-08 | 2.949e-07 | 0.00035955 | 0.00038013 | 0.64186 | 1.0346 | 1.0345 | 0.67354 | 0.32319 | 0.28232 | 0.28391 | 0.28161
| SPS1 | CH | Space and water heat boiler capacity in Residential sector¦Space heating¦Coal | GWth/yr. | 0.007 | 0.0061732 | 6.4654e-05 | 4.3406e-05 | 1.1242e-05 | 0 | 0 | 0 | 0 | 0 | 0 | 0
| SPS1 | CH | Space and water heat boiler capacity in Residential sector¦Space heating¦Coal¦Coal boiler | GWth/yr. | 0.007 | 0.0061732 | 6.4654e-05 | 4.3406e-05 | 1.1242e-05 | 0 | 0 | 0 | 0 | 0 | 0 | 0
| SPS1 | CH | Space and water heat boiler capacity in Residential sector¦Space heating¦Wood | GWth/yr. | 0.68965 | 0.69792 | 0.70415 | 0.70419 | 0.47178 | 0.36444 | 0.33495 | 0.28921 | 0.26118 | 0.24519 | 0.23318 | 0.18876
| SPS1 | CH | Space and water heat boiler capacity in Residential sector¦Space heating¦Wood¦Wood boiler | GWth/yr. | 0.68965 | 0.69792 | 0.70415 | 0.70419 | 0.47178 | 0.36444 | 0.33495 | 0.28921 | 0.26118 | 0.24519 | 0.23318 | 0.18876
| SPS1 | CH | Space and water heat boiler capacity in Residential sector¦Space heating¦Pellets | GWth/yr. | 0.20447 | 0.24046 | 0.2406 | 0.2515 | 0.26189 | 0.26696 | 0.27354 | 0.28092 | 0.28355 | 0.2878 | 0.28811 | 0.2901
| SPS1 | CH | Space and water heat boiler capacity in Residential sector¦Space heating¦Pellets¦Pellets boiler | GWth/yr. | 0.20447 | 0.24046 | 0.2406 | 0.2515 | 0.26189 | 0.26696 | 0.27354 | 0.28092 | 0.28355 | 0.2878 | 0.28811 | 0.2901
| SPS1 | CH | Space and water heat boiler capacity in Residential sector¦Space heating¦Solar | GWth/yr. | 0.11406 | 0.1372 | 0.13721 | 0.1375 | 0.13406 | 0.13042 | 0.13025 | 0.47025 | 0.47355 | 0.47121 | 0.48024 | 0.47476
| SPS1 | CH | Space and water heat boiler capacity in Residential sector¦Space heating¦Solar¦Solar thermal | GWth/yr. | 0.11406 | 0.1372 | 0.13721 | 0.1375 | 0.13406 | 0.13042 | 0.13025 | 0.47025 | 0.47355 | 0.47121 | 0.48024 | 0.47476
| SPS1 | CH | Space and water heat boiler capacity in Residential sector¦Space heating¦Hydrogen | GWth/yr. | 0 | 0 | 0 | 0 | 0 | 0 | 0 | 0 | 0 | 0 | 0 | 0
| SPS1 | CH | Space and water heat boiler capacity in Residential sector¦Space heating¦Hydrogen¦Hydrogen boiler | GWth/yr. | 0 | 0 | 0 | 0 | 0 | 0 | 0 | 0 | 0 | 0 | 0 | 0
| SPS1 | CH | Space and water heat boiler capacity in Residential sector¦Water heating | GWth/yr. | 1.861 | 2.0186 | 1.9033 | 2.1449 | 1.895 | 1.7568 | 1.8156 | 2.2486 | 2.1676 | 2.0983 | 1.8994 | 1.8016
| SPS1 | CH | Space and water heat boiler capacity in Residential sector¦Water heating¦Electricty | GWth/yr. | 0.65092 | 0.71893 | 0.81244 | 0.98408 | 0.96689 | 0.76468 | 0.9843 | 1.2491 | 1.3652 | 1.3342 | 1.336 | 1.3945
| SPS1 | CH | Space and water heat boiler capacity in Residential sector¦Water heating¦Electricty¦Electric boiler | GWth/yr. | 0.43757 | 0.47281 | 0.47281 | 0.47281 | 0.18108 | 0.11083 | 0.11083 | 0.12799 | 0.19296 | 0.19228 | 0.18334 | 0.091724
| SPS1 | CH | Space and water heat boiler capacity in Residential sector¦Water heating¦Electricty¦Heat pump electric | GWth/yr. | 0.21335 | 0.24612 | 0.33964 | 0.51127 | 0.78582 | 0.65385 | 0.87347 | 1.1211 | 1.1723 | 1.142 | 1.1527 | 1.3028
| SPS1 | CH | Space and water heat boiler capacity in Residential sector¦Water heating¦Oil | GWth/yr. | 0.47738 | 0.47738 | 0.26889 | 0.1055 | 0.027371 | 3.5669e-05 | 3.5495e-05 | 2.1805e-05 | 1.3295e-05 | 2.2289e-05 | 1.9727e-05 | 4.1674e-05
| SPS1 | CH | Space and water heat boiler capacity in Residential sector¦Water heating¦Oil¦Light fuel oil boiler | GWth/yr. | 0.47738 | 0.47738 | 0.26889 | 0.1055 | 0.027371 | 3.5669e-05 | 3.5495e-05 | 2.1805e-05 | 1.3295e-05 | 2.2289e-05 | 1.9727e-05 | 4.1674e-05
| SPS1 | CH | Space and water heat boiler capacity in Residential sector¦Water heating¦Gas | GWth/yr. | 0.4361 | 0.4361 | 0.43617 | 0.66953 | 0.70549 | 0.81106 | 0.64988 | 0.29091 | 0.12186 | 0.099567 | 0.099392 | 0.087263
| SPS1 | CH | Space and water heat boiler capacity in Residential sector¦Water heating¦Gas¦Gas boiler | GWth/yr. | 0.4361 | 0.4361 | 0.4361 | 0.66945 | 0.56693 | 0.56212 | 0.37316 | 0.15268 | 0.060758 | 0.044884 | 0.044712 | 0.032575
| SPS1 | CH | Space and water heat boiler capacity in Residential sector¦Water heating¦Gas¦Heat pump gas | GWth/yr. | 4.7729e-11 | 1.7636e-07 | 7.1224e-05 | 7.3718e-05 | 0.13856 | 0.24894 | 0.27672 | 0.13824 | 0.061098 | 0.054683 | 0.05468 | 0.054688
| SPS1 | CH | Space and water heat boiler capacity in Residential sector¦Water heating¦Coal | GWth/yr. | 0 | 0 | 0 | 0 | 0 | 0 | 0 | 0 | 0 | 0 | 0 | 0
| SPS1 | CH | Space and water heat boiler capacity in Residential sector¦Water heating¦Coal¦Coal boiler | GWth/yr. | 0 | 0 | 0 | 0 | 0 | 0 | 0 | 0 | 0 | 0 | 0 | 0
| SPS1 | CH | Space and water heat boiler capacity in Residential sector¦Water heating¦Wood | GWth/yr. | 0.035322 | 0.040434 | 0.040075 | 0.040064 | 0.018255 | 0.01318 | 0.01318 | 0.010357 | 0.0093809 | 0.0083846 | 0.0083518 | 0.0065846
| SPS1 | CH | Space and water heat boiler capacity in Residential sector¦Water heating¦Wood¦Wood boiler | GWth/yr. | 0.035322 | 0.040434 | 0.040075 | 0.040064 | 0.018255 | 0.01318 | 0.01318 | 0.010357 | 0.0093809 | 0.0083846 | 0.0083518 | 0.0065846
| SPS1 | CH | Space and water heat boiler capacity in Residential sector¦Water heating¦Pellets | GWth/yr. | 0.011241 | 0.013191 | 0.01319 | 0.01319 | 0.0095048 | 0.0097686 | 0.0099859 | 0.010195 | 0.010339 | 0.01051 | 0.010509 | 0.010546
| SPS1 | CH | Space and water heat boiler capacity in Residential sector¦Water heating¦Pellets¦Pellets boiler | GWth/yr. | 0.011241 | 0.013191 | 0.01319 | 0.01319 | 0.0095048 | 0.0097686 | 0.0099859 | 0.010195 | 0.010339 | 0.01051 | 0.010509 | 0.010546
| SPS1 | CH | Space and water heat boiler capacity in Residential sector¦Water heating¦Solar | GWth/yr. | 0.25001 | 0.33256 | 0.33256 | 0.33256 | 0.16744 | 0.15807 | 0.15824 | 0.68805 | 0.66079 | 0.64562 | 0.44504 | 0.30268
| SPS1 | CH | Space and water heat boiler capacity in Residential sector¦Water heating¦Solar¦Solar thermal | GWth/yr. | 0.25001 | 0.33256 | 0.33256 | 0.33256 | 0.16744 | 0.15807 | 0.15824 | 0.68805 | 0.66079 | 0.64562 | 0.44504 | 0.30268
| SPS1 | CH | Space and water heat boiler capacity in Residential sector¦Water heating¦Hydrogen | GWth/yr. | 0 | 0 | 0 | 0 | 0 | 0 | 0 | 0 | 0 | 0 | 0 | 0
| SPS1 | CH | Space and water heat boiler capacity in Residential sector¦Water heating¦Hydrogen¦Hydrogen boiler | GWth/yr. | 0 | 0 | 0 | 0 | 0 | 0 | 0 | 0 | 0 | 0 | 0 | 0
| SPS1 | CH | Process and space heating capacity in industry sectors | GWth/yr. | 3.6002 | 3.663 | 3.5833 | 3.7941 | 4.1378 | 3.7763 | 3.693 | 3.7069 | 3.5437 | 3.5616 | 3.4951 | 3.5324
| SPS1 | CH | Process and space heating capacity in industry sectors¦Electricity | GWth/yr. | 0.61671 | 0.79867 | 0.91832 | 1.2082 | 1.6074 | 1.592 | 1.6693 | 1.813 | 1.7657 | 1.7546 | 1.7493 | 1.7883
| SPS1 | CH | Process and space heating capacity in industry sectors¦Electricity¦Electric boiler | GWth/yr. | 0.55645 | 0.72245 | 0.72253 | 0.88481 | 1.1594 | 1.144 | 1.169 | 1.17 | 1.1367 | 1.0305 | 1.0302 | 1.0694
| SPS1 | CH | Process and space heating capacity in industry sectors¦Electricity¦Heat pump electric | GWth/yr. | 0.060263 | 0.076219 | 0.19579 | 0.32335 | 0.44803 | 0.44807 | 0.5003 | 0.64307 | 0.62896 | 0.72414 | 0.71918 | 0.71885
| SPS1 | CH | Process and space heating capacity in industry sectors¦Oil | GWth/yr. | 0.47709 | 0.47711 | 0.37645 | 0.37637 | 0.22952 | 0.2134 | 0.12419 | 0.092399 | 0.085268 | 0.073125 | 0.044621 | 0.041862
| SPS1 | CH | Process and space heating capacity in industry sectors¦Oil¦Light fuel boiler | GWth/yr. | 0.37634 | 0.37639 | 0.37639 | 0.37636 | 0.22952 | 0.21336 | 0.12416 | 0.092399 | 0.085268 | 0.073125 | 0.044621 | 0.041862
| SPS1 | CH | Process and space heating capacity in industry sectors¦Oil¦Heavy fuel boiler | GWth/yr. | 0.10076 | 0.10072 | 6.8057e-05 | 9.3001e-06 | 7.8738e-06 | 3.8067e-05 | 2.5111e-05 | 0 | 0 | 0 | 0 | 0
| SPS1 | CH | Process and space heating capacity in industry sectors¦Gas | GWth/yr. | 1.5566 | 1.5567 | 1.5567 | 1.4962 | 0.77715 | 0.65238 | 0.74486 | 0.34609 | 0.096516 | 0.076369 | 0.076008 | 0.076089
| SPS1 | CH | Process and space heating capacity in industry sectors¦Gas¦Gas boiler | GWth/yr. | 1.5566 | 1.5566 | 1.5566 | 1.4961 | 0.77703 | 0.53804 | 0.53803 | 0.14865 | 0.00012887 | 0.075574 | 0.07521 | 0.075187
| SPS1 | CH | Process and space heating capacity in industry sectors¦Gas¦Heat pump gas | GWth/yr. | 0 | 0.0001653 | 0.0001667 | 0.00011708 | 0.00011724 | 0.11434 | 0.20683 | 0.19744 | 0.096387 | 0.00079571 | 0.00079825 | 0.00090214
| SPS1 | CH | Process and space heating capacity in industry sectors¦Gas¦Biogas boiler | GWth/yr. | 0.017014 | 0.025201 | 0.12415 | 0.23997 | 0.25781 | 0.38299 | 0.34694 | 0.31667 | 0.29346 | 0.31504 | 0.30264 | 0.29821
| SPS1 | CH | Process and space heating capacity in industry sectors¦Coal | GWth/yr. | 0.26172 | 0.13658 | 0.038544 | 7.0191e-06 | 5.262e-06 | 2.9845e-05 | 1.742e-05 | 9.5136e-06 | 8.3623e-06 | 7.5979e-06 | 8.9988e-06 | 6.1536e-06
| SPS1 | CH | Process and space heating capacity in industry sectors¦Coal¦Coal boiler | GWth/yr. | 0.26172 | 0.13658 | 0.038544 | 7.0191e-06 | 5.262e-06 | 2.9845e-05 | 1.742e-05 | 9.5136e-06 | 8.3623e-06 | 7.5979e-06 | 8.9988e-06 | 6.1536e-06
| SPS1 | CH | Process and space heating capacity in industry sectors¦Wood | GWth/yr. | 0.28883 | 0.34101 | 0.34101 | 0.37075 | 0.42023 | 0.36555 | 0.36194 | 0.3596 | 0.36141 | 0.40576 | 0.36643 | 0.36486
| SPS1 | CH | Process and space heating capacity in industry sectors¦Wood¦Wood boiler | GWth/yr. | 0.28883 | 0.34101 | 0.34101 | 0.37075 | 0.42023 | 0.36555 | 0.36194 | 0.3596 | 0.36141 | 0.40576 | 0.36643 | 0.36486
| SPS1 | CH | Process and space heating capacity in industry sectors¦Pellets | GWth/yr. | 0.029861 | 0.037422 | 0.037428 | 0.04193 | 0.041637 | 0.038442 | 0.044541 | 0.03852 | 0.042885 | 0.040345 | 0.042642 | 0.033344
| SPS1 | CH | Process and space heating capacity in industry sectors¦Pellets¦Pellet boiler | GWth/yr. | 0.029861 | 0.037422 | 0.037428 | 0.04193 | 0.041637 | 0.038442 | 0.044541 | 0.03852 | 0.042885 | 0.040345 | 0.042642 | 0.033344
| SPS1 | CH | Process and space heating capacity in industry sectors¦Wastes | GWth/yr. | 0.35955 | 0.30307 | 0.30234 | 0.28672 | 0.19848 | 0.16645 | 8.8655e-05 | 9.5464e-06 | 1.9579e-05 | 1.0297e-05 | 1.4592e-05 | 6.1552e-06
| SPS1 | CH | Process and space heating capacity in industry sectors¦Wastes¦Wastes boiler | GWth/yr. | 0.35955 | 0.30307 | 0.30234 | 0.28672 | 0.19848 | 0.16645 | 8.8655e-05 | 9.5464e-06 | 1.9579e-05 | 1.0297e-05 | 1.4592e-05 | 6.1552e-06
| SPS1 | CH | Process and space heating capacity in industry sectors¦Solar | GWth/yr. | 0.0098215 | 0.012426 | 0.012426 | 0.012426 | 0.012425 | 0.012425 | 0.012425 | 0.012425 | 0.012425 | 0.012425 | 0.012425 | 0.012427
| SPS1 | CH | Process and space heating capacity in industry sectors¦Solar¦Solar thermal | GWth/yr. | 0.0098215 | 0.012426 | 0.012426 | 0.012426 | 0.012425 | 0.012425 | 0.012425 | 0.012425 | 0.012425 | 0.012425 | 0.012425 | 0.012427
| SPS1 | CH | Process and space heating capacity in industry sectors¦Hydrogen | GWth/yr. | 0 | 0 | 0 | 0.0015129 | 0.85096 | 0.73558 | 0.73556 | 1.0449 | 1.1795 | 1.199 | 1.2036 | 1.2155
| SPS1 | CH | Process and space heating capacity in industry sectors¦Hydrogen¦Hydrogen boiler | GWth/yr. | 0 | 0 | 0 | 0.0015129 | 0.85096 | 0.73558 | 0.73556 | 1.0449 | 1.1795 | 1.199 | 1.2036 | 1.2155
| SPS1 | CH | Space water and process heat boiler capacity in Services sectors | GWth/yr. | 6.1442 | 6.0312 | 6.159 | 6.165 | 4.6523 | 4.7515 | 4.6475 | 3.7707 | 3.679 | 3.5446 | 3.4139 | 3.6814
| SPS1 | CH | Space water and process heat boiler capacity in Services sectors¦Electricity | GWth/yr. | 0.61561 | 0.47919 | 0.60729 | 0.6073 | 0.61869 | 0.58773 | 0.55464 | 1.0198 | 0.97734 | 0.95815 | 0.84638 | 0.89285
| SPS1 | CH | Space water and process heat boiler capacity in Services sectors¦Electricity¦Electric boiler | GWth/yr. | 0.18499 | 0.048576 | 0.17668 | 0.17669 | 0.18633 | 0.15538 | 0.12227 | 0.23761 | 0.19681 | 0.18408 | 0.072283 | 0.068871
| SPS1 | CH | Space water and process heat boiler capacity in Services sectors¦Electricity¦Heat pump electric | GWth/yr. | 0.43062 | 0.43062 | 0.43062 | 0.43062 | 0.43236 | 0.43235 | 0.43238 | 0.78217 | 0.78054 | 0.77408 | 0.77409 | 0.82398
| SPS1 | CH | Space water and process heat boiler capacity in Services sectors¦Oil | GWth/yr. | 1.9286 | 1.9286 | 1.9286 | 1.9286 | 0.94814 | 0.68364 | 0.39355 | 0.28384 | 0.084401 | 0.078807 | 0.078806 | 0.078806
| SPS1 | CH | Space water and process heat boiler capacity in Services sectors¦Oil¦Light fuel boiler | GWth/yr. | 1.9286 | 1.9286 | 1.9286 | 1.9286 | 0.94814 | 0.68364 | 0.39355 | 0.28384 | 0.084401 | 0.078807 | 0.078806 | 0.078806
| SPS1 | CH | Space water and process heat boiler capacity in Services sectors¦Gas | GWth/yr. | 2.88 | 2.8078 | 2.8078 | 2.8078 | 2.1791 | 2.3775 | 2.5283 | 1.5842 | 1.7317 | 1.6992 | 1.7191 | 1.6851
| SPS1 | CH | Space water and process heat boiler capacity in Services sectors¦Gas¦Gas boiler | GWth/yr. | 2.7747 | 2.7025 | 2.7024 | 2.7024 | 2.0059 | 1.9539 | 1.9993 | 0.69426 | 0.67544 | 0.31208 | 0.14766 | 0.066143
| SPS1 | CH | Space water and process heat boiler capacity in Services sectors¦Gas¦Heat pump gas | GWth/yr. | 1.5912e-07 | 1.2429e-05 | 5.3212e-05 | 5.3732e-05 | 0.0066119 | 0.040236 | 0.076132 | 0.08496 | 0.15135 | 0.22285 | 0.29991 | 0.34061
| SPS1 | CH | Space water and process heat boiler capacity in Services sectors¦Gas¦Biogas boiler | GWth/yr. | 0.10534 | 0.10534 | 0.10534 | 0.10534 | 0.16659 | 0.38329 | 0.45286 | 0.80502 | 0.9049 | 1.1643 | 1.2716 | 1.2783
| SPS1 | CH | Space water and process heat boiler capacity in Services sectors¦Wood | GWth/yr. | 0.47842 | 0.54151 | 0.5412 | 0.54115 | 0.45988 | 0.33646 | 0.32444 | 0.032879 | 0.034905 | 0.02987 | 0.030471 | 0.18289
| SPS1 | CH | Space water and process heat boiler capacity in Services sectors¦Wood¦Wood boiler | GWth/yr. | 0.47842 | 0.54151 | 0.5412 | 0.54115 | 0.45988 | 0.33646 | 0.32444 | 0.032879 | 0.034905 | 0.02987 | 0.030471 | 0.18289
| SPS1 | CH | Space water and process heat boiler capacity in Services sectors¦Pellets | GWth/yr. | 0.15051 | 0.17428 | 0.17428 | 0.17914 | 0.19138 | 0.21182 | 0.20788 | 0.18293 | 0.19432 | 0.18535 | 0.19245 | 0.31401
| SPS1 | CH | Space water and process heat boiler capacity in Services sectors¦Pellets¦Pellet boiler | GWth/yr. | 0.15051 | 0.17428 | 0.17428 | 0.17914 | 0.19138 | 0.21182 | 0.20788 | 0.18293 | 0.19432 | 0.18535 | 0.19245 | 0.31401
| SPS1 | CH | Space water and process heat boiler capacity in Services sectors¦Solar | GWth/yr. | 0.091064 | 0.099827 | 0.099828 | 0.10105 | 0.24043 | 0.49562 | 0.51497 | 0.51497 | 0.51497 | 0.51497 | 0.51497 | 0.51497
| SPS1 | CH | Space water and process heat boiler capacity in Services sectors¦Solar¦Solar thermal | GWth/yr. | 0.091064 | 0.099827 | 0.099828 | 0.10105 | 0.24043 | 0.49562 | 0.51497 | 0.51497 | 0.51497 | 0.51497 | 0.51497 | 0.51497
| SPS1 | CH | Space water and process heat boiler capacity in Services sectors¦Hydrogen | GWth/yr. | 0 | 0 | 0 | 3.434e-05 | 0.014693 | 0.058784 | 0.12374 | 0.15207 | 0.14141 | 0.078262 | 0.031713 | 0.012817
| SPS1 | CH | Space water and process heat boiler capacity in Services sectors¦Hydrogen¦Hydrogen boiler | GWth/yr. | 0 | 0 | 0 | 3.434e-05 | 0.014693 | 0.058784 | 0.12374 | 0.15207 | 0.14141 | 0.078262 | 0.031713 | 0.012817
| SPS1 | CH | Cars stock | Million | 4.6738 | 4.7788 | 4.9053 | 5.2121 | 5.3802 | 5.5486 | 5.6526 | 5.7572 | 6.0541 | 6.188 | 6.3338 | 6.5006
| SPS1 | CH | Cars stock¦Electricity¦Existing battery electric cars | Million | 0.04204 | 0.036432 | 0.028026 | 0.014013 | 0 | 0 | 0 | 0 | 0 | 0 | 0 | 0
| SPS1 | CH | Cars stock¦Electricity¦New battery electric cars (<60kW) | Million | 0.0014964 | 0.0027158 | 0.0030817 | 0.14491 | 0.28643 | 0.35109 | 0.3661 | 0.3719 | 0.37024 | 0.36935 | 0.36831 | 0.36802
| SPS1 | CH | Cars stock¦Electricity¦New battery electric cars (60-100 kW) | Million | 0.0073528 | 0.011383 | 0.11589 | 0.64378 | 1.766 | 1.923 | 1.9219 | 1.9034 | 1.8971 | 1.8909 | 1.8859 | 1.8849
| SPS1 | CH | Cars stock¦Electricity¦New battery electric cars (100-140 kW) | Million | 0.0042669 | 0.0086953 | 0.0090665 | 0.0074914 | 0.058584 | 0.40983 | 0.36426 | 0.8559 | 0.96802 | 1.3161 | 2.2508 | 1.9352
| SPS1 | CH | Cars stock¦Electricity¦New battery electric cars (>140 kW) | Million | 0.015341 | 0.10002 | 0.26509 | 1.0014 | 1.6195 | 1.9377 | 2.127 | 2.2517 | 2.4102 | 2.1583 | 1.393 | 1.9242
| SPS1 | CH | Cars stock¦Electricity¦New plug-in hybrid gasoline (<60 kW) | Million | 2.5986e-05 | 4.2076e-05 | 5.8879e-05 | 6.4881e-05 | 5.2031e-05 | 2.9332e-05 | 2.7613e-05 | 1.2372e-05 | 0.00011377 | 0.00020063 | 0.00024939 | 0.00031821
| SPS1 | CH | Cars stock¦Electricity¦New plug-in hybrid gasoline (60-100 kW) | Million | 0.0048861 | 0.0074788 | 0.0072338 | 0.0059438 | 0.0010184 | 6.4279e-05 | 5.7508e-05 | 3.1338e-05 | 0.00031638 | 0.00033534 | 0.0002747 | 0.00013088
| SPS1 | CH | Cars stock¦Electricity¦New plug-in hybrid gasoline (100-140 kW) | Million | 0.0040688 | 0.01071 | 0.082836 | 0.24775 | 0.65838 | 0.50732 | 0.51074 | 0.18774 | 0.12078 | 0.0004687 | 0.00042346 | 0.00023401
| SPS1 | CH | Cars stock¦Electricity¦New plug-in hybrid gasoline (>140 kW) | Million | 0.0072628 | 0.012494 | 0.012026 | 0.0097726 | 0.0019948 | 0.00013564 | 8.994e-05 | 4.527e-05 | 0.1079 | 0.27986 | 0.26906 | 0.22803
| SPS1 | CH | Cars stock¦Electricity¦New plug-in hybrid diesel (<60 kW) | Million | 1.52e-06 | 2.1238e-05 | 3.9773e-05 | 6.0328e-05 | 5.9453e-05 | 3.2743e-05 | 0.00010713 | 8.2333e-05 | 0.00045603 | 2.0863e-05 | 1.2583e-05 | 1.2162e-05
| SPS1 | CH | Cars stock¦Electricity¦New plug-in hybrid diesel (60-100 kW) | Million | 2.5773e-07 | 1.4095e-05 | 5.1088e-05 | 0.00016506 | 0.00016017 | 9.2148e-05 | 0.00029178 | 0.00023568 | 0.00017084 | 2.3638e-05 | 2.0707e-05 | 1.2483e-05
| SPS1 | CH | Cars stock¦Electricity¦New plug-in hybrid diesel (100-140 kW) | Million | 4.0699e-06 | 0.032772 | 0.067752 | 0.37809 | 0.52822 | 0.36646 | 0.36154 | 0.18575 | 0.11915 | 2.8276e-05 | 2.4543e-05 | 1.3879e-05
| SPS1 | CH | Cars stock¦Electricity¦New plug-in hybrid diesel (>140 kW) | Million | 0.00025909 | 0.00073855 | 0.00076386 | 0.0025659 | 0.0018271 | 0.00099861 | 0.00053098 | 0.00043199 | 0.059598 | 0.17245 | 0.16587 | 0.15955
| SPS1 | CH | Cars stock¦Hydrogen¦New fuel cell cars (<60 kW) | Million | 0 | 1.0451e-06 | 1.4363e-06 | 2.271e-07 | 3.0635e-07 | 3.698e-07 | 3.2414e-07 | 3.0597e-07 | 2.6957e-07 | 2.3188e-07 | 1.6564e-07 | 4.3959e-07
| SPS1 | CH | Cars stock¦Hydrogen¦New fuel cell cars (60-100 kW) | Million | 6.2975e-06 | 6.8373e-06 | 7.0413e-06 | 3.0896e-07 | 2.8831e-07 | 2.7272e-07 | 2.7484e-07 | 2.6747e-07 | 2.677e-07 | 2.626e-07 | 2.4685e-07 | 4.6644e-07
| SPS1 | CH | Cars stock¦Hydrogen¦New fuel cell cars (100-140 kW) | Million | 5.3617e-05 | 0.00010848 | 0.00010345 | 4.1638e-07 | 3.0701e-07 | 2.3704e-07 | 2.5229e-07 | 2.5741e-07 | 2.5315e-07 | 2.5679e-07 | 2.9013e-07 | 4.924e-07
| SPS1 | CH | Cars stock¦Hydrogen¦New fuel cell cars (>140 kW) | Million | 0 | 5.5712e-07 | 7.4599e-07 | 2.2854e-07 | 2.8297e-07 | 2.7791e-07 | 2.865e-07 | 2.7239e-07 | 2.6501e-07 | 2.4882e-07 | 2.3587e-07 | 4.6014e-07
| SPS1 | CH | Cars stock¦Motor Gasoline¦Total¦Conventional gasoline hybrid existing | Million | 0.065793 | 0.057063 | 0.043895 | 0.021947 | 0 | 0 | 0 | 0 | 0 | 0 | 0 | 0
| SPS1 | CH | Cars stock¦Motor Gasoline¦Total¦New conventional gasoline hybrid (<60 kW) | Million | 0.005669 | 0.0066253 | 0.0066511 | 0.0053399 | 0.00047184 | 3.2164e-05 | 0 | 0 | 0 | 0 | 0 | 0
| SPS1 | CH | Cars stock¦Motor Gasoline¦Total¦New conventional gasoline hybrid (60-100 kW) | Million | 0.017227 | 0.031098 | 0.11276 | 0.096778 | 0.056272 | 0.0083228 | 0 | 0 | 0 | 0 | 0 | 0
| SPS1 | CH | Cars stock¦Motor Gasoline¦Total¦New conventional gasoline hybrid (100-140 kW) | Million | 0.014249 | 0.19231 | 0.18174 | 0.14635 | 0.047129 | 8.6802e-06 | 0 | 0 | 0 | 0 | 0 | 0
| SPS1 | CH | Cars stock¦Motor Gasoline¦Total¦New conventional gasoline hybrid (>140 kW) | Million | 0.0083205 | 0.014115 | 0.013569 | 0.011371 | 0.0020127 | 1.397e-05 | 0 | 0 | 0 | 0 | 0 | 0
| SPS1 | CH | Cars stock¦Motor Gasoline¦Total¦Conventional gasoline ICE existing | Million | 2.4927 | 2.1592 | 1.6629 | 0.83144 | 0 | 0 | 0 | 0 | 0 | 0 | 0 | 0
| SPS1 | CH | Cars stock¦Motor Gasoline¦Total¦New conventional gasoline ICE (<60 kW) | Million | 0.036543 | 0.039773 | 0.12906 | 0.10904 | 0.057621 | 0.0090212 | 0 | 0 | 0 | 0 | 0 | 0
| SPS1 | CH | Cars stock¦Motor Gasoline¦Total¦New conventional gasoline ICE (60-100 kW) | Million | 0.21743 | 0.24338 | 0.24034 | 0.18991 | 0.010449 | 4.1057e-05 | 0 | 0 | 0 | 0 | 0 | 0
| SPS1 | CH | Cars stock¦Motor Gasoline¦Total¦New conventional gasoline ICE (100-140 kW) | Million | 0.18201 | 0.20367 | 0.24822 | 0.20476 | 0.039071 | 0.0047893 | 0 | 0 | 0 | 0 | 0 | 0
| SPS1 | CH | Cars stock¦Motor Gasoline¦Total¦New conventional gasoline ICE (>140 kW) | Million | 0.15708 | 0.17928 | 0.37857 | 0.31955 | 0.13554 | 0.020308 | 0 | 0 | 0 | 0 | 0 | 0
| SPS1 | CH | Cars stock¦Motor Gasoline¦Total¦New mild hybrid gasoline (<60 kW) | Million | 0 | 8.4399e-06 | 4.154e-05 | 5.3385e-05 | 3.7477e-05 | 1.1738e-05 | 0 | 0 | 0 | 0 | 0 | 0
| SPS1 | CH | Cars stock¦Motor Gasoline¦Total¦New mild hybrid gasoline (60-100 kW) | Million | 0 | 4.359e-06 | 2.0536e-05 | 2.894e-05 | 2.0554e-05 | 7.0121e-06 | 0 | 0 | 0 | 0 | 0 | 0
| SPS1 | CH | Cars stock¦Motor Gasoline¦Total¦New mild hybrid gasoline (100-140 kW) | Million | 0 | 5.0389e-06 | 1.8175e-05 | 2.3584e-05 | 1.6216e-05 | 5.1632e-06 | 0 | 0 | 0 | 0 | 0 | 0
| SPS1 | CH | Cars stock¦Motor Gasoline¦Total¦New mild hybrid gasoline (>140 kW) | Million | 0 | 6.9218e-06 | 2.8731e-05 | 4.0688e-05 | 2.8695e-05 | 9.8563e-06 | 0 | 0 | 0 | 0 | 0 | 0
| SPS1 | CH | Cars stock¦Motor Diesel¦Total¦Conventional diesel hybrid existing | Million | 0 | 0 | 0 | 0 | 0 | 0 | 0 | 0 | 0 | 0 | 0 | 0
| SPS1 | CH | Cars stock¦Motor Diesel¦Total¦New conventional diesel hybrid (<60 kW) | Million | 1.6e-06 | 0.030146 | 0.028837 | 0.023235 | 0.0081469 | 6.7013e-05 | 0 | 0 | 0 | 0 | 0 | 0
| SPS1 | CH | Cars stock¦Motor Diesel¦Total¦New conventional diesel hybrid (60-100 kW) | Million | 0.00025983 | 0.11858 | 0.20318 | 0.17012 | 0.088071 | 0.0091776 | 0 | 0 | 0 | 0 | 0 | 0
| SPS1 | CH | Cars stock¦Motor Diesel¦Total¦New conventional diesel hybrid (100-140 kW) | Million | 0.0018564 | 0.0037068 | 0.0035497 | 0.002831 | 0.0006394 | 7.4761e-06 | 0 | 0 | 0 | 0 | 0 | 0
| SPS1 | CH | Cars stock¦Motor Diesel¦Total¦New conventional diesel hybrid (>140 kW) | Million | 0.003773 | 0.0088034 | 0.0084113 | 0.0070598 | 0.0015582 | 7.043e-06 | 0 | 0 | 0 | 0 | 0 | 0
| SPS1 | CH | Cars stock¦Motor Diesel¦Total¦Conventional diesel ICE existing | Million | 1.0586 | 0.91828 | 0.70637 | 0.35319 | 0 | 0 | 0 | 0 | 0 | 0 | 0 | 0
| SPS1 | CH | Cars stock¦Motor Diesel¦Total¦New conventional diesel ICE (<60 kW) | Million | 0.00044468 | 0.00049012 | 0.00051291 | 0.00038437 | 4.4987e-05 | 1.0529e-05 | 0 | 0 | 0 | 0 | 0 | 0
| SPS1 | CH | Cars stock¦Motor Diesel¦Total¦New conventional diesel ICE (60-100 kW) | Million | 0.06457 | 0.068513 | 0.067907 | 0.051489 | 0.0017837 | 5.4901e-06 | 0 | 0 | 0 | 0 | 0 | 0
| SPS1 | CH | Cars stock¦Motor Diesel¦Total¦New conventional diesel ICE (100-140 kW) | Million | 0.18324 | 0.19501 | 0.19298 | 0.14994 | 0.0056258 | 3.858e-06 | 0 | 0 | 0 | 0 | 0 | 0
| SPS1 | CH | Cars stock¦Motor Diesel¦Total¦New conventional diesel ICE (>140 kW) | Million | 0.071262 | 0.079341 | 0.07821 | 0.061062 | 0.0033729 | 2.6668e-06 | 0 | 0 | 0 | 0 | 0 | 0
| SPS1 | CH | Cars stock¦Motor Diesel¦Total¦New mild hybrid diesel (<60 kW) | Million | 0 | 8.2841e-06 | 3.5014e-05 | 4.9819e-05 | 3.5202e-05 | 1.2133e-05 | 0 | 0 | 0 | 0 | 0 | 0
| SPS1 | CH | Cars stock¦Motor Diesel¦Total¦New mild hybrid diesel (60-100 kW) | Million | 0 | 4.234e-06 | 1.692e-05 | 2.4105e-05 | 1.6973e-05 | 5.8637e-06 | 0 | 0 | 0 | 0 | 0 | 0
| SPS1 | CH | Cars stock¦Motor Diesel¦Total¦New mild hybrid diesel (100-140 kW) | Million | 0 | 4.782e-06 | 1.496e-05 | 1.9352e-05 | 1.3126e-05 | 4.183e-06 | 0 | 0 | 0 | 0 | 0 | 0
| SPS1 | CH | Cars stock¦Motor Diesel¦Total¦New mild hybrid diesel (>140 kW) | Million | 0 | 3.583e-06 | 9.4433e-06 | 1.2823e-05 | 8.6272e-06 | 2.8973e-06 | 0 | 0 | 0 | 0 | 0 | 0
| SPS1 | CH | Cars stock¦Gas¦Conventional gas ICE existing | Million | 0 | 0 | 0 | 0 | 0 | 0 | 0 | 0 | 0 | 0 | 0 | 0
| SPS1 | CH | Cars stock¦Gas¦New conventionalgas ICE (<60 kW) | Million | 0.00025629 | 0.00016718 | 0.00016718 | 1.039e-05 | 1.8429e-06 | 9.9084e-09 | 0 | 0 | 0 | 0 | 0 | 0
| SPS1 | CH | Cars stock¦Gas¦New conventional gas ICE (60-100 kW) | Million | 0.0026902 | 0.0028446 | 0.0028061 | 3.7079e-09 | 2.8721e-09 | 3.3272e-10 | 0 | 0 | 0 | 0 | 0 | 0
| SPS1 | CH | Cars stock¦Gas¦New conventional gas ICE (100-140 kW) | Million | 0.00015112 | 0.00015906 | 0.00015788 | 1.2691e-05 | 2.2246e-06 | -1.5677e-11 | 0 | 0 | 0 | 0 | 0 | 0
| SPS1 | CH | Cars stock¦Gas¦New conventional gas ICE (>140 kW) | Million | 0.0026074 | 0.0025343 | 0.0023589 | -2.3232e-09 | 2.0308e-09 | 4.4636e-10 | 0 | 0 | 0 | 0 | 0 | 0
| SPS1 | CH | Urban buses stock | Thousand | 5.7062 | 5.6804 | 5.8437 | 6.7296 | 7.0517 | 7.2476 | 7.475 | 7.7346 | 7.9989 | 8.2355 | 8.4635 | 8.6825
| SPS1 | CH | Urban buses stock¦Electricity¦Existing electric urban buses | Thousand | 0.037788 | 0.030232 | 0.018895 | 0 | 0 | 0 | 0 | 0 | 0 | 0 | 0 | 0
| SPS1 | CH | Urban buses stock¦Electricity¦New electric urban buses (Mini) | Thousand | 3.0239e-05 | 0.0023272 | 0.0075161 | 2.0527 | 2.3533 | 2.858 | 2.9323 | 3.0379 | 3.1715 | 3.2703 | 3.3467 | 3.3902
| SPS1 | CH | Urban buses stock¦Electricity¦New electric urban buses (Midi) | Thousand | 0.0057625 | 0.0092641 | 0.013941 | 0.75157 | 0.79609 | 0.81753 | 0.84608 | 0.87537 | 0.89909 | 0.92492 | 0.95301 | 0.98602
| SPS1 | CH | Urban buses stock¦Electricity¦New electric urban buses (Maxi) | Thousand | 0.016001 | 0.029161 | 0.032794 | 3.7573 | 3.8586 | 3.5719 | 3.6964 | 3.821 | 3.9281 | 4.04 | 4.1634 | 4.3057
| SPS1 | CH | Urban buses stock¦Electricity¦New electric urban buses (Mega) | Thousand | 0.00030615 | 0.00024266 | 0.00033804 | 0.16787 | 0.043743 | 0.0001811 | 0.00019617 | 0.00030846 | 0.00025572 | 0.00031152 | 0.00036213 | 0.00057048
| SPS1 | CH | Urban buses stock¦Hydrogen¦New fuel cell urban buses (Mini) | Thousand | 0 | 0 | 0 | 1.0098e-05 | 1.0098e-05 | 2.1205e-06 | 0 | 0 | 0 | 0 | 0 | 0
| SPS1 | CH | Urban buses stock¦Hydrogen¦New fuel cell urban buses (Midi) | Thousand | 0 | 0 | 0 | 0 | 0 | 0 | 0 | 0 | 0 | 0 | 0 | 0
| SPS1 | CH | Urban buses stock¦Hydrogen¦New fuel cell urban buses (Maxi) | Thousand | 0 | 0 | 0 | 0 | 0 | 0 | 0 | 0 | 0 | 0 | 0 | 0
| SPS1 | CH | Urban buses stock¦Hydrogen¦New fuel cell urban buses (Mega) | Thousand | 0 | 0 | 0 | 0 | 0 | 0 | 0 | 0 | 0 | 0 | 0 | 0
| SPS1 | CH | Urban buses stock¦Motor Diesel¦Total¦New conventional hybrid diesel urban buses (Mini) | Thousand | 0 | 0.18331 | 0.18386 | 4.9089e-07 | 2.9842e-07 | 0 | 0 | 0 | 0 | 0 | 0 | 0
| SPS1 | CH | Urban buses stock¦Motor Diesel¦Total¦New conventional hybrid diesel urban buses (Midi) | Thousand | 0 | 0.00050067 | 0.00073281 | 3.1493e-06 | 2.075e-06 | 0 | 0 | 0 | 0 | 0 | 0 | 0
| SPS1 | CH | Urban buses stock¦Motor Diesel¦Total¦New conventional hybrid diesel urban buses (Maxi) | Thousand | 0 | 0.00033502 | 0.00047583 | 0 | 0 | 0 | 0 | 0 | 0 | 0 | 0 | 0
| SPS1 | CH | Urban buses stock¦Motor Diesel¦Total¦New conventional hybrid diesel urban buses (Mega) | Thousand | 0 | 1.5005e-05 | 2.747e-05 | 1.6782e-06 | 0 | 0 | 0 | 0 | 0 | 0 | 0 | 0
| SPS1 | CH | Urban buses stock¦Motor Diesel¦Total¦Existing ICE diesel urban buses | Thousand | 4.5678 | 3.6543 | 2.2839 | 0 | 0 | 0 | 0 | 0 | 0 | 0 | 0 | 0
| SPS1 | CH | Urban buses stock¦Motor Diesel¦Total¦New conventional ICE diesel urban buses (Mini) | Thousand | 0.00070464 | 0.47028 | 0.99861 | 0.00012326 | 2.6296e-07 | 0 | 0 | 0 | 0 | 0 | 0 | 0
| SPS1 | CH | Urban buses stock¦Motor Diesel¦Total¦New conventional ICE diesel urban buses (Midi) | Thousand | 0.18462 | 0.22753 | 0.41448 | 3.124e-06 | 1.665e-06 | 0 | 0 | 0 | 0 | 0 | 0 | 0
| SPS1 | CH | Urban buses stock¦Motor Diesel¦Total¦New conventional ICE diesel urban buses (Maxi) | Thousand | 0.80678 | 1.0056 | 1.8355 | 0 | 0 | 0 | 0 | 0 | 0 | 0 | 0 | 0
| SPS1 | CH | Urban buses stock¦Motor Diesel¦Total¦New conventional ICE diesel urban buses (Mega) | Thousand | 0.0028435 | 0.00015638 | 0.00015029 | 1.6951e-06 | 0 | 0 | 0 | 0 | 0 | 0 | 0 | 0
| SPS1 | CH | Urban buses stock¦Motor Gas¦Total¦Existing ICE Gas urban buses | Thousand | 0.083573 | 0.06686 | 0.041788 | 0 | 0 | 0 | 0 | 0 | 0 | 0 | 0 | 0
| SPS1 | CH | Urban buses stock¦Motor Gas¦Total¦New conventional ICE gas urban buses (Mini) | Thousand | 0 | 0.00019501 | 0.000661 | 5.2229e-07 | 2.3878e-07 | 0 | 0 | 0 | 0 | 0 | 0 | 0
| SPS1 | CH | Urban buses stock¦Motor Gas¦Total¦New conventional ICE gas urban buses (Midi) | Thousand | 0 | 0.00010906 | 0.00081584 | 1.6834e-06 | 9.1638e-07 | 0 | 0 | 0 | 0 | 0 | 0 | 0
| SPS1 | CH | Urban buses stock¦Motor Gas¦Total¦New conventional ICE gas urban buses (Maxi) | Thousand | 0 | 6.6489e-05 | 0.0092141 | 0 | 0 | 0 | 0 | 0 | 0 | 0 | 0 | 0
| SPS1 | CH | Urban buses stock¦Motor Gas¦Total¦New conventional ICE gas urban buses (Mega) | Thousand | 0 | 0 | 1.086e-05 | 4.1928e-07 | 0 | 0 | 0 | 0 | 0 | 0 | 0 | 0
| SPS1 | CH | Coaches stock | Thousand | 2.8482 | 3.079 | 2.8851 | 2.9728 | 2.9279 | 2.9277 | 2.9349 | 2.9421 | 3.0354 | 3.1253 | 3.2118 | 3.2949
| SPS1 | CH | Coaches stock¦Electricity¦Existing electric Coaches | Thousand | 0 | 0 | 0 | 0 | 0 | 0 | 0 | 0 | 0 | 0 | 0 | 0
| SPS1 | CH | Coaches stock¦Electricity¦New electric Coaches (Mini) | Thousand | 0.0033714 | 0.0097768 | 0.012968 | 1.4047 | 1.4106 | 1.4097 | 1.4063 | 1.4097 | 1.4615 | 1.5047 | 1.5463 | 1.5862
| SPS1 | CH | Coaches stock¦Electricity¦New electric Coaches (Midi) | Thousand | 0.0036609 | 0.0038521 | 0.0042933 | 1.2475 | 1.2495 | 1.2504 | 1.2534 | 1.2565 | 1.2964 | 1.3348 | 1.3717 | 1.4072
| SPS1 | CH | Coaches stock¦Electricity¦New electric Coaches (Maxi) | Thousand | 0.00080974 | 0.00097337 | 0.001123 | 0.27566 | 0.26763 | 0.26743 | 0.26811 | 0.26875 | 0.27727 | 0.28548 | 0.29338 | 0.30098
| SPS1 | CH | Coaches stock¦Electricity¦New electric Coaches (Mega) | Thousand | 0 | 5.3019e-05 | 9.9775e-05 | 5.9458e-05 | 7.1938e-05 | 0.00016952 | 0.00020059 | 0.00027716 | 0.00027722 | 0.00029118 | 0.00040421 | 0.00055554
| SPS1 | CH | Coaches stock¦Hydrogen¦New fuel cell Coaches (Mini) | Thousand | 0 | 0 | 0 | 0 | 0 | 0 | 0 | 0 | 0 | 0 | 0 | 0
| SPS1 | CH | Coaches stock¦Hydrogen¦New fuel cell Coaches (Midi) | Thousand | 0 | 0 | 0 | 0 | 0 | 0 | 0 | 0 | 0 | 0 | 0 | 0
| SPS1 | CH | Coaches stock¦Hydrogen¦New fuel cell Coaches (Maxi) | Thousand | 0 | 0 | 0 | 0 | 0 | 0 | 0 | 0 | 0 | 0 | 0 | 0
| SPS1 | CH | Coaches stock¦Hydrogen¦New fuel cell Coaches (Mega) | Thousand | 0 | 0 | 0 | 0 | 0 | 0 | 0 | 0 | 0 | 0 | 0 | 0
| SPS1 | CH | Coaches stock¦Motor Diesel¦Total¦New conventional hybrid diesel Coaches (Mini) | Thousand | 0 | 0.0029117 | 0.0034282 | 1.9363e-05 | 3.0697e-06 | 0 | 0.0048258 | 0.0048258 | 0 | 0 | 0 | 0
| SPS1 | CH | Coaches stock¦Motor Diesel¦Total¦New conventional hybrid diesel Coaches (Midi) | Thousand | 0 | 0.00019144 | 0.00037496 | 4.52e-06 | 6.4627e-07 | 0 | 0 | 0 | 0 | 0 | 0 | 0
| SPS1 | CH | Coaches stock¦Motor Diesel¦Total¦New conventional hybrid diesel Coaches (Maxi) | Thousand | 0 | 8.8847e-05 | 0.00016306 | 6.0112e-07 | 0 | 0 | 0 | 0 | 0 | 0 | 0 | 0
| SPS1 | CH | Coaches stock¦Motor Diesel¦Total¦New conventional hybrid diesel Coaches (Mega) | Thousand | 0 | 2.0409e-05 | 3.7076e-05 | 1.5669e-06 | 0 | 0 | 0 | 0 | 0 | 0 | 0 | 0
| SPS1 | CH | Coaches stock¦Motor Diesel¦Total¦Existing ICE diesel Coaches | Thousand | 1.3033 | 1.0427 | 0.65166 | 0 | 0 | 0 | 0 | 0 | 0 | 0 | 0 | 0
| SPS1 | CH | Coaches stock¦Motor Diesel¦Total¦New conventional ICE diesel Coaches (Mini) | Thousand | 0.30581 | 0.85148 | 1.0284 | 0.020098 | 5.959e-06 | 1.2438e-06 | 1.7866e-05 | 1.7866e-05 | 0 | 0 | 0 | 0
| SPS1 | CH | Coaches stock¦Motor Diesel¦Total¦New conventional ICE diesel Coaches (Midi) | Thousand | 0.98784 | 0.94146 | 0.94205 | 4.5721e-05 | 5.7531e-07 | 0 | 0 | 0 | 0 | 0 | 0 | 0
| SPS1 | CH | Coaches stock¦Motor Diesel¦Total¦New conventional ICE diesel Coaches (Maxi) | Thousand | 0.20272 | 0.20107 | 0.20121 | 1.9878e-06 | 0 | 0 | 0 | 0 | 0 | 0 | 0 | 0
| SPS1 | CH | Coaches stock¦Motor Diesel¦Total¦New conventional ICE diesel Coaches (Mega) | Thousand | 0.010918 | 0.0001725 | 0.00018535 | 1.9618e-06 | 0 | 0 | 0 | 0 | 0 | 0 | 0 | 0
| SPS1 | CH | Coaches stock¦Motor Gas¦Total¦Existing ICE Gas Coaches | Thousand | 0.029722 | 0.023778 | 0.014861 | 0 | 0 | 0 | 0 | 0 | 0 | 0 | 0 | 0
| SPS1 | CH | Coaches stock¦Motor Gas¦Total¦New conventional ICE gas Coaches (Mini) | Thousand | 0 | 0.00038147 | 0.023634 | 0.024729 | 6.2282e-06 | 1.1445e-05 | 0.002038 | 0.0020313 | 0 | 0 | 0 | 0
| SPS1 | CH | Coaches stock¦Motor Gas¦Total¦New conventional ICE gas Coaches (Midi) | Thousand | 0 | 9.5521e-05 | 0.00037376 | 3.2945e-06 | 4.5708e-07 | 0 | 2.0964e-05 | 2.0964e-05 | 0 | 0 | 0 | 0
| SPS1 | CH | Coaches stock¦Motor Gas¦Total¦New conventional ICE gas Coaches (Maxi) | Thousand | 0 | 5.4101e-05 | 0.00017372 | 1.1423e-06 | 0 | 0 | 0 | 0 | 0 | 0 | 0 | 0
| SPS1 | CH | Coaches stock¦Motor Gas¦Total¦New conventional ICE gas Coaches (Mega) | Thousand | 0 | 1.386e-05 | 3.3132e-05 | 1.411e-06 | 0 | 0 | 0 | 0 | 0 | 0 | 0 | 0
| SPS1 | CH | Light duty vehicles stock | Thousand | 393.4445 | 399.4025 | 407.0809 | 419.8758 | 443.9141 | 470.7395 | 502.2833 | 538.2926 | 556.7232 | 573.1558 | 589.0335 | 604.2502
| SPS1 | CH | Light duty vehicles stock¦Electricity¦Existing electric light duty vehicles | Thousand | 1.95 | 1.69 | 1.3 | 0.65 | 0 | 0 | 0 | 0 | 0 | 0 | 0 | 0
| SPS1 | CH | Light duty vehicles stock¦Electricity¦New electric light duty vehicles | Thousand | 1.699 | 3.7375 | 5.5434 | 80.772 | 317.7769 | 470.7348 | 502.2832 | 538.2925 | 556.7231 | 573.1557 | 589.0334 | 604.2501
| SPS1 | CH | Light duty vehicles stock¦Hydrogen¦New fuel cell electric light duty vehicles | Thousand | 0 | 0.00075074 | 0.0010908 | 0.00012204 | 0.00011704 | 0.00010872 | 0.00011905 | 0.00010909 | 0.00010826 | 0.00010443 | 9.3356e-05 | 0.00017576
| SPS1 | CH | Light duty vehicles stock¦Motor Gasoline¦Total¦Existing gasoline light duty vehicles | Thousand | 39.8256 | 39.8251 | 30.6347 | 15.3173 | 0 | 0 | 0 | 0 | 0 | 0 | 0 | 0
| SPS1 | CH | Light duty vehicles stock¦Motor Gasoline¦Total¦New gasoline light duty vehicles | Thousand | 12.435 | 14.1315 | 26.5109 | 47.5676 | 33.8228 | 0.0014612 | 0 | 0 | 0 | 0 | 0 | 0
| SPS1 | CH | Light duty vehicles stock¦Motor Diesel¦Total¦Existing ICE diesel light duty vehicles | Thousand | 228.698 | 198.4606 | 152.662 | 76.331 | 0 | 0 | 0 | 0 | 0 | 0 | 0 | 0
| SPS1 | CH | Light duty vehicles stock¦Motor Diesel¦Total¦New ICE diesel light duty vehicles | Thousand | 106.169 | 125.1614 | 125.1947 | 70.8968 | 0.033006 | 0.0014591 | 0 | 0 | 0 | 0 | 0 | 0
| SPS1 | CH | Light duty vehicles stock¦Motor Diesel¦Total¦New hybrid diesel light duty vehicles | Thousand | 0 | 13.8791 | 63.1339 | 128.3409 | 92.2813 | 0.0016197 | 0 | 0 | 0 | 0 | 0 | 0
| SPS1 | CH | Light duty vehicles stock¦Motor Gas¦Total¦New ICE Gas light duty vehicles | Thousand | 2.6679 | 2.5167 | 2.1001 | -6.1454e-06 | -3.2559e-07 | 0 | 0 | 0 | 0 | 0 | 0 | 0
| SPS1 | CH | Heavy duty vehicles stock | Thousand | 41.4574 | 43.0074 | 43.4976 | 45.3982 | 47.3778 | 49.3583 | 51.3641 | 53.3685 | 55.2699 | 57.1949 | 59.2322 | 61.5502
| SPS1 | CH | Heavy duty vehicles stock¦Electricity¦Existing electric heavy duty vehicles | Thousand | 0 | 0 | 0 | 0 | 0 | 0 | 0 | 0 | 0 | 0 | 0 | 0
| SPS1 | CH | Heavy duty vehicles stock¦Electricity¦New electric heavy duty vehicles | Thousand | 0.028756 | 0.065922 | 0.0673 | 0.022602 | 8.2334 | 14.1882 | 34.1859 | 45.128 | 55.2698 | 57.1948 | 59.232 | 61.55
| SPS1 | CH | Heavy duty vehicles stock¦Hydrogen¦New fuel cell electric heavy duty vehicles | Thousand | 0.010223 | 0.0027832 | 0.0028216 | 0.00015639 | 0.00015357 | 0.00014739 | 0.00014427 | 0.00013693 | 0.00012906 | 0.00012458 | 0.00012466 | 0.00016945
| SPS1 | CH | Heavy duty vehicles stock¦Motor Gasoline¦Total¦Existing gasoline heavy duty vehicles | Thousand | 0 | 0 | 0 | 0 | 0 | 0 | 0 | 0 | 0 | 0 | 0 | 0
| SPS1 | CH | Heavy duty vehicles stock¦Motor Gasoline¦Total¦New gasoline heavy duty vehicles | Thousand | 0 | 0 | 0 | 0 | 0 | 0 | 0 | 0 | 0 | 0 | 0 | 0
| SPS1 | CH | Heavy duty vehicles stock¦Motor Diesel¦Total¦Existing ICE diesel heavy duty vehicles | Thousand | 29.662 | 19.7747 | 19.7747 | 9.8873 | 0 | 0 | 0 | 0 | 0 | 0 | 0 | 0
| SPS1 | CH | Heavy duty vehicles stock¦Motor Diesel¦Total¦New ICE diesel heavy duty vehicles | Thousand | 11.7342 | 13.7337 | 10.724 | 0.98273 | 0.00084123 | 0.00084344 | 0.00080514 | 0.00037446 | 0 | 0 | 0 | 0
| SPS1 | CH | Heavy duty vehicles stock¦Motor Diesel¦Total¦New hybrid diesel heavy duty vehicles | Thousand | 0 | 9.4275 | 12.9259 | 34.5025 | 39.1405 | 35.1663 | 17.1743 | 8.2383 | 0 | 0 | 0 | 0
| SPS1 | CH | Heavy duty vehicles stock¦Motor Gas¦Total¦New ICE Gas heavy duty vehicles | Thousand | 0.022227 | 0.0028587 | 0.0028598 | 0.0028612 | 0.002864 | 0.0028694 | 0.0028705 | 0.0015871 | 0 | 0 | 0 | 0
| SPS1 | CH | Domestic hydrogen production capacity | GW-H2/yr. | 0.0002015 | 0.00030591 | 0.00030741 | 0.0036138 | 0.50642 | 0.59128 | 0.6467 | 0.948 | 1.0424 | 1.3321 | 1.392 | 1.4481
| SPS1 | CH | Domestic hydrogen production capacity¦Electricity | GW-H2/yr. | 0.0002015 | 0.00030591 | 0.00030741 | 0.0036137 | 0.50642 | 0.59128 | 0.6467 | 0.78018 | 0.87455 | 1.1367 | 1.1907 | 1.2377
| SPS1 | CH | Domestic hydrogen production capacity¦Electricity¦PEM electrolysis small-medium scale | GW-H2/yr. | 0.0002015 | 0.00030591 | 0.00030741 | 0.0036116 | 0.5064 | 0.59105 | 0.64642 | 0.7799 | 0.87415 | 1.1363 | 1.1904 | 1.237
| SPS1 | CH | Domestic hydrogen production capacity¦Electricity¦PEM electrolysis large scale | GW-H2/yr. | 0 | 0 | 0 | 2.1054e-06 | 1.9025e-05 | 6.3569e-05 | 7.9044e-05 | 9.2287e-05 | 8.3426e-05 | 9.1183e-05 | 7.6795e-05 | 0.00011537
| SPS1 | CH | Domestic hydrogen production capacity¦Electricity¦SOEC electrolysis | GW-H2/yr. | 0 | 0 | 0 | 0 | 0 | 0.00016592 | 0.0001935 | 0.00018961 | 0.00031596 | 0.0003618 | 0.00027834 | 0.00059823
| SPS1 | CH | Domestic hydrogen production capacity¦Gas | GW-H2/yr. | 0 | 0 | 0 | 1.0388e-07 | 3.0804e-07 | 6.5186e-07 | 1.1114e-06 | 6.5058e-05 | 6.6115e-05 | 9.2362e-05 | 9.3401e-05 | 0.00019772
| SPS1 | CH | Domestic hydrogen production capacity¦Gas¦SMR-ATR Reforming | GW-H2/yr. | 0 | 0 | 0 | 1.0388e-07 | 3.0804e-07 | 4.7608e-07 | 8.1068e-07 | 3.6436e-05 | 3.7183e-05 | 5.6368e-05 | 5.7174e-05 | 0.00013015
| SPS1 | CH | Domestic hydrogen production capacity¦Gas¦SMR-ATR Reforming CCS | GW-H2/yr. | 0 | 0 | 0 | 0 | 0 | 1.7578e-07 | 3.0074e-07 | 2.8622e-05 | 2.8931e-05 | 3.5994e-05 | 3.6228e-05 | 6.7569e-05
| SPS1 | CH | Domestic hydrogen production capacity¦Wood | GW-H2/yr. | 0 | 0 | 0 | 0 | 0 | 0 | 0 | 0.16776 | 0.16776 | 0.19527 | 0.20115 | 0.21026
| SPS1 | CH | Domestic hydrogen production capacity¦Wood¦Gasification | GW-H2/yr. | 0 | 0 | 0 | 0 | 0 | 0 | 0 | 1.4156e-05 | 1.4416e-05 | 1.9125e-05 | 1.9201e-05 | 4.0828e-05
| SPS1 | CH | Domestic hydrogen production capacity¦Wood¦Gasification CCS | GW-H2/yr. | 0 | 0 | 0 | 0 | 0 | 0 | 0 | 0.16774 | 0.16775 | 0.19526 | 0.20113 | 0.21022
| SPS1 | CH | Other fuel synthesis capacity | GW-output/yr.
| SPS1 | CH | Other fuel synthesis capacity¦Domestic biodiesel production¦Wood¦Fischer Tropsch | GW-output/yr. | 0.037969 | 0.033044 | 0.02484 | 1.5079e-05 | 1.2602e-05 | 9.3524e-06 | 9.7727e-06 | 1.6505e-05 | 1.1296e-05 | 1.9274e-05 | 1.8893e-05 | 3.9018e-05
| SPS1 | CH | Other fuel synthesis capacity¦Domestic biodiesel production¦Wood¦Fischer Tropsch CCS | GW-output/yr. | 0 | 0 | 0 | 0 | 0 | 7.7328e-06 | 8.4929e-06 | 0.18859 | 0.20183 | 0.20182 | 0.20182 | 0.20499
| SPS1 | CH | Other fuel synthesis capacity¦Domestic ethanol production¦Wood¦Ethanol reactor | GW-output/yr. | 0.0068713 | 0.006871 | 0.006871 | 9.8185e-06 | 1.0126e-05 | 6.9457e-06 | 6.605e-06 | 1.1039e-05 | 1.0474e-05 | 1.6723e-05 | 1.3542e-05 | 3.1189e-05
| SPS1 | CH | Other fuel synthesis capacity¦Domestic ethanol production¦Wood¦Ethanol reactor with CCS | GW-output/yr. | 0 | 0 | 0 | 0 | 0 | 5.327e-06 | 5.9013e-06 | 9.6655e-06 | 9.0606e-06 | 1.3459e-05 | 1.306e-05 | 3.0155e-05
| SPS1 | CH | Other fuel synthesis capacity¦Domestic biogas production¦Manure¦Fermentation | GW-output/yr. | 0.04933 | 0.13236 | 0.1624 | 0.1624 | 0.1624 | 0.16241 | 0.16261 | 0.24361 | 0.24361 | 0.24361 | 0.24361 | 0.24362
| SPS1 | CH | Other fuel synthesis capacity¦Domestic biogas production¦Wastes¦Renewable¦Gasification | GW-output/yr. | 0.21267 | 0.23419 | 0.23419 | 0.23346 | 0.233 | 0.22155 | 0.34821 | 0.37191 | 0.38937 | 0.38939 | 0.38939 | 0.38939
| SPS1 | CH | Other fuel synthesis capacity¦Domestic biogas production¦Wastes¦Renewable¦Gasification CCS | GW-output/yr. | 0 | 0 | 0 | 0 | 0 | 0 | 0 | 0 | 0 | 0 | 0 | 0
| SPS1 | CH | Other fuel synthesis capacity¦Domestic biogas production¦Wastes¦Renewable¦Hydrothermal gasification | GW-output/yr. | 0 | 0 | 0 | 0 | 0 | 9.8158e-06 | 1.152e-05 | 3.5428e-05 | 3.3769e-05 | 2.5738e-05 | 2.4176e-05 | 4.0886e-05
| SPS1 | CH | Other fuel synthesis capacity¦Domestic biogas production¦Wastes¦Renewable¦Hydrothermal gasification CCS | GW-output/yr. | 0 | 0 | 0 | 0 | 0 | 3.1154e-06 | 3.4307e-06 | 1.5536e-05 | 1.4452e-05 | 1.2368e-05 | 1.2268e-05 | 1.5228e-05
| SPS1 | CH | Other fuel synthesis capacity¦Domestic biogas production¦Wood¦Gasification | GW-output/yr. | 2.3493e-07 | 8.4066e-06 | 9.5312e-06 | 2.2271e-05 | 2.4873e-05 | 2.1642e-05 | 1.7256e-05 | 1.4182e-05 | 1.2515e-05 | 1.9046e-05 | 1.5752e-05 | 3.7706e-05
| SPS1 | CH | Other fuel synthesis capacity¦Domestic biogas production¦Wood¦Gasification CCS | GW-output/yr. | 0 | 0 | 0 | 0 | 0 | 8.5841e-06 | 1.0498e-05 | 2.0258e-05 | 1.9164e-05 | 2.0771e-05 | 1.9166e-05 | 3.2159e-05
| SPS1 | CH | Other fuel synthesis capacity¦Biomethane production from biogas upgrade | GW-output/yr. | 0.042335 | 0.13092 | 0.10471 | 0.1029 | 0.1029 | 0.092011 | 0.091983 | 0.19808 | 0.28234 | 0.28234 | 0.28234 | 0.28236
| SPS1 | CH | Other fuel synthesis capacity¦Domestic wood to pellet production¦Pellets | GW-output/yr. | 0.36343 | 0.41066 | 0.41066 | 0.41066 | 0.43313 | 0.46194 | 0.46001 | 0.46001 | 0.44267 | 0.45496 | 0.45026 | 0.45025
| SPS1 | CH | Other fuel synthesis capacity¦Domestic PtG and PtL production¦PtG¦PtG gas | GW-output/yr. | 0 | 0 | 0 | 1.9001e-07 | 7.779e-07 | 4.6937e-05 | 4.8878e-05 | 0.00024482 | 0.12588 | 0.43085 | 0.45554 | 0.48607
| SPS1 | CH | Other fuel synthesis capacity¦Domestic PtG and PtL production¦PtL¦PtL Diesel | GW-output/yr. | 0 | 0 | 0 | 3.8243e-07 | 2.2936e-06 | 0.0002111 | 0.00021122 | 0.00021094 | 0.00018156 | 0.00014558 | 0.00014639 | 0.00031574
| SPS1 | CH | Other fuel synthesis capacity¦Domestic PtG and PtL production¦PtL¦PtL Gasoline | GW-output/yr. | 0 | 0 | 0 | 1.7955e-07 | 1.8357e-06 | 0.040682 | 0.040683 | 0.043345 | 0.013011 | 0.010515 | 0.010515 | 0.0087787
| SPS1 | CH | Electricity generation capacity additions | GWe/yr. | 0.0011408 | 1.3858 | 5.078 | 5.6276 | 8.3505 | 3.7597 | 9.1962 | 8.9859 | 7.1668 | 6.4166 | 9.9352 | 7.0519
| SPS1 | CH | Electricity generation capacity additions¦Nuclear Fuel | GWe/yr. | 0 | 1.233 | 1.0099 | 0 | 0 | 0 | 0 | 2.2766 | 2.6392e-07 | 5.4094e-07 | 3.1384e-06 | 0
| SPS1 | CH | Electricity generation capacity additions¦Nuclear Fuel¦Nuclear power plants | GWe/yr. | 0 | 1.233 | 1.0099 | 0 | 0 | 0 | 0 | 2.2766 | 2.6392e-07 | 5.4094e-07 | 3.1384e-06 | 0
| SPS1 | CH | Electricity generation capacity additions¦Hydro | GWe/yr. | 0 | 0.00085885 | 0.050986 | 0.086588 | 0.13471 | 0.10165 | 5.1272e-07 | 3.2295e-05 | 7.2195e-07 | 0.00013216 | 7.773e-07 | 2.6359e-05
| SPS1 | CH | Electricity generation capacity additions¦Hydro¦Hydro Large | GWe/yr. | 0 | 0.00064811 | 0.025776 | 0.086287 | 0.13467 | 0.10162 | 1.0523e-07 | 1.4802e-07 | 1.4105e-07 | 1.6501e-06 | 1.309e-07 | 4.5423e-08
| SPS1 | CH | Electricity generation capacity additions¦Hydro¦Hydro Run of River | GWe/yr. | 0 | 0.00013731 | 0.025211 | 0.00030061 | 3.6233e-05 | 2.6433e-07 | 2.6461e-07 | 1.4086e-07 | 1.0552e-07 | 3.0803e-07 | 6.464e-07 | 2.6313e-05
| SPS1 | CH | Electricity generation capacity additions¦Hydro¦Pump storage | GWe/yr. | 0 | 7.343e-05 | 3.4137e-07 | 3.533e-07 | 2.4711e-07 | 2.6388e-05 | 1.4288e-07 | 3.2006e-05 | 4.7538e-07 | 0.0001302 | 0 | 0
| SPS1 | CH | Electricity generation capacity additions¦Oil | GWe/yr. | 0 | 0.021239 | 0.00042373 | 0.060507 | 0.0075942 | 0.0033581 | 0.0069431 | 7.2871e-06 | 0.0038603 | 6.0734e-05 | 0.024965 | 0.0061315
| SPS1 | CH | Electricity generation capacity additions¦Oil¦Peak devices | GWe/yr. | 0 | 1.2786e-06 | 0.00042335 | 0.060506 | 0.0075918 | 0.0033355 | 0.0069045 | 4.9133e-06 | 1.1929e-05 | 1.9078e-05 | 5.189e-05 | 0.0059238
| SPS1 | CH | Electricity generation capacity additions¦Oil¦CHP Oil (for District Heating) | GWe/yr. | 0 | 4.371e-07 | 3.746e-07 | 5.3901e-07 | 2.3915e-06 | 2.2575e-05 | 3.8631e-05 | 2.3738e-06 | 2.5559e-06 | 3.8029e-05 | 2.5077e-05 | 6.0474e-05
| SPS1 | CH | Electricity generation capacity additions¦Oil¦Industrial CHPs oil | GWe/yr. | 0 | 0.021237 | 0 | 0 | 0 | 0 | 0 | 0 | 0.0038458 | 3.6267e-06 | 0.024888 | 0.00014729
| SPS1 | CH | Electricity generation capacity additions¦Gas | GWe/yr. | 0 | 0.11632 | 0.0065705 | 0.024014 | 0.096255 | 0.054068 | 0.17911 | 0.089676 | 0.13873 | 0.2078 | 0.16154 | 0.10306
| SPS1 | CH | Electricity generation capacity additions¦Gas¦Gas turbines combined cycle | GWe/yr. | 0 | 0 | 0 | 0 | 0 | 4.4184e-06 | 4.581e-06 | 0.000127 | 1.8162e-05 | 1.0046e-06 | 9.5607e-05 | 0
| SPS1 | CH | Electricity generation capacity additions¦Gas¦Gas turbines open cycle | GWe/yr. | 0 | 0 | 0 | 0 | 0.00022784 | 2.436e-06 | 0.020998 | 3.1189e-05 | 5.8682e-06 | 4.967e-06 | 2.9529e-05 | 0
| SPS1 | CH | Electricity generation capacity additions¦Gas¦Gas turbines combined cycle CCS | GWe/yr. | 0 | 0 | 0 | 0 | 0 | 0 | 3.9116e-06 | 0 | 0.0025157 | 3.0091e-07 | 5.1814e-07 | 0
| SPS1 | CH | Electricity generation capacity additions¦Gas¦CHP Gas (for District Heating) | GWe/yr. | 0 | 6.7689e-08 | 0 | 0 | 0 | 0 | 0 | 0 | 0 | 0 | 0 | 0
| SPS1 | CH | Electricity generation capacity additions¦Gas¦CHP Fuel Cell Gas (for District Heating) | GWe/yr. | 0 | 0 | 0 | 0 | 0 | 0 | 0 | 0 | 0 | 0 | 0 | 0
| SPS1 | CH | Electricity generation capacity additions¦Gas¦Industrial CHPs gas | GWe/yr. | 0 | 1.8759e-07 | 1.4314e-06 | 0.011768 | 0.032136 | 0.023804 | 1.2709e-06 | 0.0038221 | 0.026598 | 0.00078196 | 0.018432 | 0.0051053
| SPS1 | CH | Electricity generation capacity additions¦Gas¦Industrial CHPs gas (CCS) | GWe/yr. | 0 | 0 | 0 | 0 | 0 | 0.00026985 | 0.014279 | 0.005252 | 1.5489e-06 | 1.7674e-06 | 0.012408 | 0.0051828
| SPS1 | CH | Electricity generation capacity additions¦Gas¦Industrial CHPs fuel cells (gas reformer) | GWe/yr. | 0 | 0 | 0 | 2.4771e-05 | 2.1146e-05 | 6.098e-05 | 8.4513e-07 | 3.0819e-05 | 3.1115e-05 | 3.6629e-05 | 1.6744e-05 | 6.8825e-05
| SPS1 | CH | Electricity generation capacity additions¦Gas¦Residential single family CHPs gas | GWe/yr. | 0 | 5.8103e-05 | 0 | 0 | 0 | 0 | 0 | 0 | 7.6273e-05 | 7.4e-05 | 3.5067e-05 | 0.00010291
| SPS1 | CH | Electricity generation capacity additions¦Gas¦Residential single family CHPs fuel cells gas | GWe/yr. | 0 | 0 | 0 | 0 | 0 | 0 | 0 | 0 | 3.5718e-05 | 2.3056e-05 | 2.4156e-07 | 6.4621e-05
| SPS1 | CH | Electricity generation capacity additions¦Gas¦Residential multi family CHPs gas | GWe/yr. | 0 | 0.00046045 | 0 | 0 | 0 | 0 | 0 | 0 | 8.6102e-05 | 0.00013142 | 5.5584e-07 | 0.0033699
| SPS1 | CH | Electricity generation capacity additions¦Gas¦Residential multi family CHPs fuel cells gas | GWe/yr. | 0 | 0 | 0 | 0 | 0 | 0 | 0 | 0 | 9.0454e-05 | 6.8726e-05 | 5.8609e-07 | 0.00016199
| SPS1 | CH | Electricity generation capacity additions¦Gas¦Services sectors CHPs (bio)gas | GWe/yr. | 0 | 0.026187 | 0.0065691 | 0.012221 | 0.06387 | 0.029926 | 0.14383 | 0.080413 | 0.10912 | 0.20664 | 0.13052 | 0.088786
| SPS1 | CH | Electricity generation capacity additions¦Gas¦Services sectors CHPs gas | GWe/yr. | 0 | 0.089614 | 0 | 0 | 0 | 0 | 0 | 0 | 9.2972e-05 | 1.5128e-06 | 3.0151e-07 | 9.2875e-05
| SPS1 | CH | Electricity generation capacity additions¦Gas¦Services sectors CHPs fuel cells (gas reformer) | GWe/yr. | 0 | 0 | 0 | 0 | 0 | 0 | 0 | 0 | 5.235e-05 | 3.3202e-05 | 1.4157e-06 | 0.00012295
| SPS1 | CH | Electricity generation capacity additions¦Wastes | GWe/yr. | 0 | 2.0953e-07 | 7.8801e-07 | 0.068864 | 0.19916 | 0.11351 | 0.17427 | 0.048481 | 5.807e-07 | 1.4836e-06 | 0.13874 | 0.097643
| SPS1 | CH | Electricity generation capacity additions¦Wastes¦Wastes Incineration (electric only) | GWe/yr. | 0 | 6.5111e-08 | 2.878e-07 | 0.067314 | 0.1864 | 3.567e-05 | 5.7342e-06 | 0.013673 | 1.215e-07 | 4.0245e-07 | 0.13631 | 0.033448
| SPS1 | CH | Electricity generation capacity additions¦Wastes¦Wastes Incineration (electric only) CCS | GWe/yr. | 0 | 0 | 0 | 0 | 0 | 0.093102 | 0.12221 | 8.3397e-08 | 1.6797e-08 | 8.9727e-08 | 1.4214e-07 | 0.043582
| SPS1 | CH | Electricity generation capacity additions¦Wastes¦CHP Wastes (for District Heating) | GWe/yr. | 0 | 4.5162e-08 | 6.4828e-08 | 1.0385e-07 | 0.0077678 | 1.864e-05 | 2.3092e-07 | 0.031685 | 2.6497e-07 | 2.0419e-07 | 2.9996e-07 | 5.6873e-05
| SPS1 | CH | Electricity generation capacity additions¦Wastes¦CHP Wastes (for District Heating) CCS | GWe/yr. | 0 | 0 | 0 | 0 | 0 | 0.017909 | 0.020681 | 0.00068592 | 7.7526e-08 | 4.3616e-07 | 0.0024153 | 0.015297
| SPS1 | CH | Electricity generation capacity additions¦Wastes¦Industrial CHPs wastes | GWe/yr. | 0 | 9.9257e-08 | 4.3538e-07 | 0.0015499 | 0.0050005 | 4.976e-08 | 4.8472e-08 | 6.2298e-08 | 4.9061e-08 | 1.8059e-07 | 1.2924e-05 | 7.1513e-06
| SPS1 | CH | Electricity generation capacity additions¦Wastes¦Industrial CHPs wastes CCS | GWe/yr. | 0 | 0 | 0 | 0 | 0 | 0.0024476 | 0.03137 | 0.0024377 | 5.0848e-08 | 1.7051e-07 | 3.4864e-07 | 0.0052518
| SPS1 | CH | Electricity generation capacity additions¦Wood | GWe/yr. | 0 | 0.0072766 | 0.033077 | 0.01707 | 0.021404 | 0.17098 | 0.074561 | 0.038398 | 0.093394 | 0.12498 | 0.058042 | 0.066444
| SPS1 | CH | Electricity generation capacity additions¦Wood¦CHP Wood (for District Heating) | GWe/yr. | 0 | 4.6729e-08 | 0.00016602 | 1.4979e-07 | 7.8495e-05 | 0.063721 | 8.2481e-07 | 6.1531e-07 | 1.7259e-06 | 0.053281 | 0.005527 | 6.0007e-07
| SPS1 | CH | Electricity generation capacity additions¦Wood¦Biomass with CCS (BECCS) | GWe/yr. | 0 | 0 | 0 | 0 | 0 | 4.317e-05 | 0.017164 | 0.0056224 | 7.3343e-06 | 1.3602e-07 | 0.0075988 | 0
| SPS1 | CH | Electricity generation capacity additions¦Wood¦Industrial CHPs wood | GWe/yr. | 0 | 0.0072765 | 0.032911 | 0.016995 | 0.021262 | 3.35e-07 | 3.6538e-07 | 4.3644e-05 | 2.9678e-07 | 7.9314e-07 | 2.5035e-05 | 1.6075e-05
| SPS1 | CH | Electricity generation capacity additions¦Wood¦Industrial CHPs wood (CCS) | GWe/yr. | 0 | 0 | 0 | 0 | 0 | 0.095325 | 0.05445 | 0.032412 | 0.083409 | 0.06765 | 0.041417 | 0.062125
| SPS1 | CH | Electricity generation capacity additions¦Wood¦Residential single family CHPs wood | GWe/yr. | 0 | 0 | 0 | 2.0809e-05 | 1.4118e-05 | 0.00010125 | 0.00012534 | 7.2496e-05 | 1.4068e-06 | 6.266e-05 | 5.8233e-05 | 6.471e-05
| SPS1 | CH | Electricity generation capacity additions¦Wood¦Residential multi family CHPs wood | GWe/yr. | 0 | 0 | 0 | 2.7251e-05 | 3.7544e-05 | 0.011652 | 0.0028115 | 0.00024618 | 0.0098649 | 0.0039876 | 0.0034137 | 0.004097
| SPS1 | CH | Electricity generation capacity additions¦Wood¦Services sectors CHPs wood | GWe/yr. | 0 | 0 | 0 | 2.6937e-05 | 1.1319e-05 | 0.00014033 | 1.0007e-05 | 7.545e-07 | 0.00010959 | 6.0724e-07 | 2.1385e-06 | 0.00014102
| SPS1 | CH | Electricity generation capacity additions¦Wind | GWe/yr. | 0 | 0.0071321 | 0.12042 | 0.0081039 | 0.021963 | 8.2595e-07 | 0.14278 | 0.00012065 | 0.029967 | 3.2364e-07 | 0.14278 | 0
| SPS1 | CH | Electricity generation capacity additions¦Wind¦Wind turbines | GWe/yr. | 0 | 0.0071321 | 0.12042 | 0.0081039 | 0.021963 | 8.2595e-07 | 0.14278 | 0.00012065 | 0.029967 | 3.2364e-07 | 0.14278 | 0
| SPS1 | CH | Electricity generation capacity additions¦Solar | GWe/yr. | 0 | 2.6688e-06 | 3.8566 | 5.2189 | 7.4979 | 2.8307 | 8.0022 | 5.8413 | 6.4001 | 5.641 | 8.5773 | 6.5111
| SPS1 | CH | Electricity generation capacity additions¦Solar¦Solar PV (large scale) | GWe/yr. | 0 | 0 | 0.044925 | 0.18451 | 0.44249 | 0.17088 | 0.67781 | 0.64876 | 1.1523e-05 | 2.1802e-06 | 0.00022433 | 0.0018502
| SPS1 | CH | Electricity generation capacity additions¦Solar¦Solar PV (Industry) | GWe/yr. | 0 | 0 | 1.768 | 4.2523e-06 | 1.9146 | 0.86939 | 2.3094 | 0.58894 | 1.7384 | 1.64 | 2.6296 | 0.92545
| SPS1 | CH | Electricity generation capacity additions¦Solar¦Solar PV (Residential single family) | GWe/yr. | 0 | 1.2953e-06 | 9.6852e-05 | 3.4276 | 0.46161 | 0.75118 | 1.8795 | 2.6182 | 0.7123 | 1.0979 | 2.2013 | 2.9564
| SPS1 | CH | Electricity generation capacity additions¦Solar¦Solar PV (Residential multi family) | GWe/yr. | 0 | 1.3735e-06 | 1.2518 | 1.6068 | 0.25831 | 0.37419 | 1.9144 | 1.5163 | 0.43674 | 0.62087 | 2.1434 | 1.757
| SPS1 | CH | Electricity generation capacity additions¦Solar¦Solar PV (Services) | GWe/yr. | 0 | 0 | 0.79184 | 1.3557e-06 | 4.4209 | 0.66504 | 1.221 | 0.46913 | 3.5126 | 2.2822 | 1.6029 | 0.87041
| SPS1 | CH | Electricity generation capacity additions¦Geothermal | GWe/yr. | 0 | 0 | 0 | 0 | 0 | 0.00031254 | 1.8692e-07 | 5.1774e-08 | 5.7935e-08 | 7.1738e-08 | 4.9525e-07 | 0
| SPS1 | CH | Electricity generation capacity additions¦Geothermal¦Deep geothermal | GWe/yr. | 0 | 0 | 0 | 0 | 0 | 0.00031254 | 1.8692e-07 | 5.1774e-08 | 5.7935e-08 | 7.1738e-08 | 4.9525e-07 | 0
| SPS1 | CH | Electricity generation capacity additions¦Hydrogen | GWe/yr. | 0 | 0 | 0 | 0.00017829 | 0.038551 | 0.092986 | 0.09732 | 0.056253 | 0.056274 | 0.074452 | 0.096316 | 0.060158
| SPS1 | CH | Electricity generation capacity additions¦Hydrogen¦CHP Fuel Cell Hydrogen (for District Heating) | GWe/yr. | 0 | 0 | 0 | 0 | 0 | 0.017915 | 0.04405 | 0.013729 | 3.7731e-07 | 0.017377 | 0.044507 | 0.013774
| SPS1 | CH | Electricity generation capacity additions¦Hydrogen¦Industrial CHPs fuel cells (hydrogen) | GWe/yr. | 0 | 0 | 0 | 0.00014742 | 0.038503 | 0.07481 | 0.05254 | 0.041246 | 0.056274 | 0.057074 | 0.05178 | 0.045752
| SPS1 | CH | Electricity generation capacity additions¦Hydrogen¦Services sectors CHPs fuel cells (hydrogen) | GWe/yr. | 0 | 0 | 0 | 3.087e-05 | 4.7335e-05 | 0.00026034 | 0.00073049 | 0.0012779 | 6.7214e-08 | 2.4907e-07 | 2.9413e-05 | 0.00063304
| SPS1 | CH | Electricity generation capacity additions¦Electricity storage (non hydro) | GWe/yr. | 0.0011408 | 2.0179e-06 | 5.4737e-06 | 0.14339 | 0.33296 | 0.39216 | 0.51899 | 0.63503 | 0.44445 | 0.36817 | 0.73553 | 0.20738
| SPS1 | CH | Electricity generation capacity additions¦Electricity storage (non hydro)¦CAES | GWe/yr. | 0 | 2.1541e-07 | 2.3591e-07 | 2.6057e-07 | 4.1247e-07 | 3.799e-07 | 3.5573e-07 | 3.1666e-07 | 3.0099e-07 | 3.6384e-07 | 4.547e-07 | 5.745e-07
| SPS1 | CH | Electricity generation capacity additions¦Electricity storage (non hydro)¦Battery storage large size centralised | GWe/yr. | 0.00019432 | 2.94e-07 | 1.0089e-06 | 5.1412e-05 | 0.26303 | 0.25963 | 0.12667 | 0.30732 | 0.15838 | 0.20685 | 0.28779 | 0.095351
| SPS1 | CH | Electricity generation capacity additions¦Electricity storage (non hydro)¦Battery storage medium size centralised | GWe/yr. | 0.00014288 | 2.2137e-07 | 7.8267e-07 | 4.2227e-05 | 0.0022129 | 0.0031598 | 0.31235 | 0.1889 | 0.18452 | 0.04336 | 0.27842 | 0.039733
| SPS1 | CH | Electricity generation capacity additions¦Electricity storage (non hydro)¦Batteries in industry | GWe/yr. | 0.00013397 | 2.1335e-07 | 5.7651e-07 | 0.067352 | 0.047546 | 0.092998 | 0.067896 | 0.09437 | 0.067915 | 0.095304 | 0.13443 | 0.022001
| SPS1 | CH | Electricity generation capacity additions¦Electricity storage (non hydro)¦Batteries in residential single family houses | GWe/yr. | 0.00026773 | 4.3016e-07 | 1.1471e-06 | 0.021153 | 0.00056899 | 0.0085834 | 0.010372 | 0.0080785 | 0.0025508 | 0.019741 | 0.0037814 | 0.020487
| SPS1 | CH | Electricity generation capacity additions¦Electricity storage (non hydro)¦Batteries in residential multi-family houses | GWe/yr. | 0.00026764 | 4.2987e-07 | 1.1447e-06 | 0.034568 | 0.0036758 | 0.020786 | 0.0011039 | 0.019821 | 0.018652 | 0.0019525 | 0.018427 | 0.01791
| SPS1 | CH | Electricity generation capacity additions¦Electricity storage (non hydro)¦Batteries in Services sector | GWe/yr. | 0.00013424 | 2.1375e-07 | 5.778e-07 | 0.020226 | 0.015932 | 0.0070069 | 0.00059919 | 0.016539 | 0.012433 | 0.00096263 | 0.012687 | 0.011894
| SPS1 | CH | Cars stock additions additions | Million | 0.00027429 | 0.43068 | 0.9134 | 2.0667 | 3.1101 | 1.8687 | 2.3012 | 2.7672 | 2.2834 | 2.1946 | 2.349 | 1.957
| SPS1 | CH | Cars stock additions¦Electricity¦Existing battery electric cars | Million | 0 | 0 | 0 | 0 | 0 | 0 | 0 | 0 | 0 | 0 | 0 | 0
| SPS1 | CH | Cars stock additions¦Electricity¦New battery electric cars (<60kW) | Million | 2.4694e-05 | 0.00055799 | 0.00047364 | 0.15015 | 0.1734 | 0.13603 | 0.15439 | 0.16474 | 0.13463 | 0.1329 | 0.12971 | 0.10541
| SPS1 | CH | Cars stock additions¦Electricity¦New battery electric cars (60-100 kW) | Million | 6.5718e-05 | 0.00012873 | 0.10636 | 0.57227 | 1.2839 | 0.55163 | 0.70742 | 0.99965 | 0.61035 | 0.6627 | 0.72287 | 0.49932
| SPS1 | CH | Cars stock additions¦Electricity¦New battery electric cars (100-140 kW) | Million | 4.5721e-05 | 0.0025562 | 0.00071778 | 9.6825e-05 | 0.057993 | 0.37048 | 0.028061 | 0.6224 | 0.38623 | 0.54513 | 1.3899 | 0.00016102
| SPS1 | CH | Cars stock additions¦Electricity¦New battery electric cars (>140 kW) | Million | 0.00013816 | 0.072917 | 0.17264 | 0.81735 | 0.87687 | 0.81059 | 0.96396 | 0.98041 | 0.98375 | 0.56854 | 0.070687 | 1.285
| SPS1 | CH | Cars stock additions¦Electricity¦New plug-in hybrid gasoline (<60 kW) | Million | 0 | 1.6434e-05 | 1.8297e-05 | 1.8997e-05 | 2.1704e-05 | 0 | 1.4784e-05 | 0 | 0.00010583 | 9.4813e-05 | 8.2333e-05 | 0.0001411
| SPS1 | CH | Cars stock additions¦Electricity¦New plug-in hybrid gasoline (60-100 kW) | Million | 0 | 9.7359e-06 | 3.0729e-05 | 6.7989e-05 | 3.4875e-05 | 0 | 3.7449e-05 | 0 | 0.00029628 | 3.9064e-05 | 3.3281e-05 | 5.853e-05
| SPS1 | CH | Cars stock additions¦Electricity¦New plug-in hybrid gasoline (100-140 kW) | Million | 0 | 0.0001081 | 0.073662 | 0.18545 | 0.47763 | 0 | 0.22435 | 0 | 0.000379 | 8.9698e-05 | 7.4914e-05 | 6.9403e-05
| SPS1 | CH | Cars stock additions¦Electricity¦New plug-in hybrid gasoline (>140 kW) | Million | 0 | 3.5579e-05 | 5.1258e-05 | 0.00016964 | 6.1478e-05 | 0 | 5.4098e-05 | 0 | 0.10787 | 0.17199 | 0.023398 | 0.03265
| SPS1 | CH | Cars stock additions¦Electricity¦New plug-in hybrid diesel (<60 kW) | Million | 0 | 1.9984e-05 | 1.9929e-05 | 2.8264e-05 | 2.0602e-05 | 0 | 9.8389e-05 | 0 | 0.00040323 | 3.85e-06 | 3.4285e-06 | 4.904e-06
| SPS1 | CH | Cars stock additions¦Electricity¦New plug-in hybrid diesel (60-100 kW) | Million | 0 | 1.4031e-05 | 3.8313e-05 | 0.00012779 | 3.4828e-05 | 0 | 0.00028164 | 0 | 1.9696e-05 | 3.9419e-06 | 3.3689e-06 | 5.172e-06
| SPS1 | CH | Cars stock additions¦Electricity¦New plug-in hybrid diesel (100-140 kW) | Million | 0 | 0.03321 | 0.037354 | 0.33844 | 0.24014 | 0 | 0.22197 | 0 | 2.3821e-05 | 4.4554e-06 | 3.8317e-06 | 5.5922e-06
| SPS1 | CH | Cars stock additions¦Electricity¦New plug-in hybrid diesel (>140 kW) | Million | 0 | 5.9268e-05 | 5.6843e-05 | 0.002076 | 5.7633e-05 | 0 | 0.00051624 | 0 | 0.059321 | 0.11313 | 0.012229 | 0.034198
| SPS1 | CH | Cars stock additions¦Hydrogen¦New fuel cell cars (<60 kW) | Million | 0 | 1.0592e-06 | 4.5719e-07 | 8.7803e-08 | 1.2476e-07 | 2.0524e-07 | 1.4022e-07 | 1.2403e-07 | 9.4e-08 | 9.6286e-08 | 6.8435e-08 | 2.7487e-07
| SPS1 | CH | Cars stock additions¦Hydrogen¦New fuel cell cars (60-100 kW) | Million | 0 | 5.108e-07 | 2.3597e-07 | 7.8103e-08 | 9.9668e-08 | 1.3671e-07 | 1.2018e-07 | 1.1075e-07 | 9.7228e-08 | 1.1347e-07 | 1.0036e-07 | 2.5261e-07
| SPS1 | CH | Cars stock additions¦Hydrogen¦New fuel cell cars (100-140 kW) | Million | 0 | 4.2865e-07 | 1.8667e-07 | 6.2821e-08 | 8.7303e-08 | 1.176e-07 | 1.0692e-07 | 9.9975e-08 | 1.0053e-07 | 1.1338e-07 | 1.2192e-07 | 2.5709e-07
| SPS1 | CH | Cars stock additions¦Hydrogen¦New fuel cell cars (>140 kW) | Million | 0 | 5.6463e-07 | 2.2374e-07 | 7.346e-08 | 1.024e-07 | 1.4158e-07 | 1.2234e-07 | 1.093e-07 | 9.429e-08 | 1.095e-07 | 9.4179e-08 | 2.5647e-07
| SPS1 | CH | Cars stock additions¦Motor Gasoline¦Total¦Conventional gasoline hybrid existing | Million | 0 | 0 | 0 | 0 | 0 | 0 | 0 | 0 | 0 | 0 | 0 | 0
| SPS1 | CH | Cars stock additions¦Motor Gasoline¦Total¦New conventional gasoline hybrid (<60 kW) | Million | 0 | 6.6454e-05 | 0.00013876 | 4.0588e-05 | 0 | 0 | 0 | 0 | 0 | 0 | 0 | 0
| SPS1 | CH | Cars stock additions¦Motor Gasoline¦Total¦New conventional gasoline hybrid (60-100 kW) | Million | 0 | 0.0018929 | 0.083968 | 2.7073e-05 | 0 | 0 | 0 | 0 | 0 | 0 | 0 | 0
| SPS1 | CH | Cars stock additions¦Motor Gasoline¦Total¦New conventional gasoline hybrid (100-140 kW) | Million | 0 | 0.16862 | 2.6408e-05 | 1.3358e-05 | 0 | 0 | 0 | 0 | 0 | 0 | 0 | 0
| SPS1 | CH | Cars stock additions¦Motor Gasoline¦Total¦New conventional gasoline hybrid (>140 kW) | Million | 0 | 3.6469e-05 | 3.4582e-05 | 2.3224e-05 | 0 | 0 | 0 | 0 | 0 | 0 | 0 | 0
| SPS1 | CH | Cars stock additions¦Motor Gasoline¦Total¦Conventional gasoline ICE existing | Million | 0 | 0 | 0 | 0 | 0 | 0 | 0 | 0 | 0 | 0 | 0 | 0
| SPS1 | CH | Cars stock additions¦Motor Gasoline¦Total¦New conventional gasoline ICE (<60 kW) | Million | 0 | 1.6051e-05 | 0.090965 | 4.0247e-05 | 0 | 0 | 0 | 0 | 0 | 0 | 0 | 0
| SPS1 | CH | Cars stock additions¦Motor Gasoline¦Total¦New conventional gasoline ICE (60-100 kW) | Million | 0 | 1.1088e-05 | 0.00030904 | 2.3061e-05 | 0 | 0 | 0 | 0 | 0 | 0 | 0 | 0
| SPS1 | CH | Cars stock additions¦Motor Gasoline¦Total¦New conventional gasoline ICE (100-140 kW) | Million | 0 | 2.0699e-05 | 0.048322 | 1.4987e-05 | 0 | 0 | 0 | 0 | 0 | 0 | 0 | 0
| SPS1 | CH | Cars stock additions¦Motor Gasoline¦Total¦New conventional gasoline ICE (>140 kW) | Million | 0 | 1.441e-05 | 0.20492 | 5.798e-05 | 0 | 0 | 0 | 0 | 0 | 0 | 0 | 0
| SPS1 | CH | Cars stock additions¦Motor Gasoline¦Total¦New mild hybrid gasoline (<60 kW) | Million | 0 | 8.5538e-06 | 3.4036e-05 | 1.8428e-05 | 0 | 0 | 0 | 0 | 0 | 0 | 0 | 0
| SPS1 | CH | Cars stock additions¦Motor Gasoline¦Total¦New mild hybrid gasoline (60-100 kW) | Million | 0 | 4.4179e-06 | 1.6648e-05 | 1.1812e-05 | 0 | 0 | 0 | 0 | 0 | 0 | 0 | 0
| SPS1 | CH | Cars stock additions¦Motor Gasoline¦Total¦New mild hybrid gasoline (100-140 kW) | Million | 0 | 5.1069e-06 | 1.3605e-05 | 8.4038e-06 | 0 | 0 | 0 | 0 | 0 | 0 | 0 | 0
| SPS1 | CH | Cars stock additions¦Motor Gasoline¦Total¦New mild hybrid gasoline (>140 kW) | Million | 0 | 7.0152e-06 | 2.2505e-05 | 1.6798e-05 | 0 | 0 | 0 | 0 | 0 | 0 | 0 | 0
| SPS1 | CH | Cars stock additions¦Motor Diesel¦Total¦Conventional diesel hybrid existing | Million | 0 | 0 | 0 | 0 | 0 | 0 | 0 | 0 | 0 | 0 | 0 | 0
| SPS1 | CH | Cars stock additions¦Motor Diesel¦Total¦New conventional diesel hybrid (<60 kW) | Million | 0 | 0.030551 | 0.00042239 | 5.5509e-05 | 0 | 0 | 0 | 0 | 0 | 0 | 0 | 0
| SPS1 | CH | Cars stock additions¦Motor Diesel¦Total¦New conventional diesel hybrid (60-100 kW) | Million | 0 | 0.11966 | 0.092612 | 2.5517e-05 | 0 | 0 | 0 | 0 | 0 | 0 | 0 | 0
| SPS1 | CH | Cars stock additions¦Motor Diesel¦Total¦New conventional diesel hybrid (100-140 kW) | Million | 0 | 3.2903e-05 | 2.1402e-05 | 1.1797e-05 | 0 | 0 | 0 | 0 | 0 | 0 | 0 | 0
| SPS1 | CH | Cars stock additions¦Motor Diesel¦Total¦New conventional diesel hybrid (>140 kW) | Million | 0 | 3.4016e-05 | 1.8246e-05 | 1.1532e-05 | 0 | 0 | 0 | 0 | 0 | 0 | 0 | 0
| SPS1 | CH | Cars stock additions¦Motor Diesel¦Total¦Conventional diesel ICE existing | Million | 0 | 0 | 0 | 0 | 0 | 0 | 0 | 0 | 0 | 0 | 0 | 0
| SPS1 | CH | Cars stock additions¦Motor Diesel¦Total¦New conventional diesel ICE (<60 kW) | Million | 0 | 1.7374e-05 | 2.7342e-05 | 1.7229e-05 | 0 | 0 | 0 | 0 | 0 | 0 | 0 | 0
| SPS1 | CH | Cars stock additions¦Motor Diesel¦Total¦New conventional diesel ICE (60-100 kW) | Million | 0 | 8.3361e-06 | 1.5352e-05 | 8.7429e-06 | 0 | 0 | 0 | 0 | 0 | 0 | 0 | 0
| SPS1 | CH | Cars stock additions¦Motor Diesel¦Total¦New conventional diesel ICE (100-140 kW) | Million | 0 | 8.8622e-06 | 1.1067e-05 | 6.083e-06 | 0 | 0 | 0 | 0 | 0 | 0 | 0 | 0
| SPS1 | CH | Cars stock additions¦Motor Diesel¦Total¦New conventional diesel ICE (>140 kW) | Million | 0 | 3.4726e-06 | 5.5203e-06 | 4.6689e-06 | 0 | 0 | 0 | 0 | 0 | 0 | 0 | 0
| SPS1 | CH | Cars stock additions¦Motor Diesel¦Total¦New mild hybrid diesel (<60 kW) | Million | 0 | 8.3958e-06 | 2.7571e-05 | 2.0707e-05 | 0 | 0 | 0 | 0 | 0 | 0 | 0 | 0
| SPS1 | CH | Cars stock additions¦Motor Diesel¦Total¦New mild hybrid diesel (60-100 kW) | Million | 0 | 4.2911e-06 | 1.3103e-05 | 1.0056e-05 | 0 | 0 | 0 | 0 | 0 | 0 | 0 | 0
| SPS1 | CH | Cars stock additions¦Motor Diesel¦Total¦New mild hybrid diesel (100-140 kW) | Million | 0 | 4.8465e-06 | 1.0592e-05 | 6.902e-06 | 0 | 0 | 0 | 0 | 0 | 0 | 0 | 0
| SPS1 | CH | Cars stock additions¦Motor Diesel¦Total¦New mild hybrid diesel (>140 kW) | Million | 0 | 3.6314e-06 | 6.1472e-06 | 5.0398e-06 | 0 | 0 | 0 | 0 | 0 | 0 | 0 | 0
| SPS1 | CH | Cars stock additions¦Gas¦Conventional gas ICE existing | Million | 0 | 0 | 0 | 0 | 0 | 0 | 0 | 0 | 0 | 0 | 0 | 0
| SPS1 | CH | Cars stock additions¦Gas¦New conventionalgas ICE (<60 kW) | Million | 0 | 1.0729e-06 | 1.0362e-06 | 0 | 0 | 0 | 0 | 0 | 0 | 0 | 0 | 0
| SPS1 | CH | Cars stock additions¦Gas¦New conventional gas ICE (60-100 kW) | Million | 0 | 5.6212e-07 | 4.6038e-07 | 0 | 0 | 0 | 0 | 0 | 0 | 0 | 0 | 0
| SPS1 | CH | Cars stock additions¦Gas¦New conventional gas ICE (100-140 kW) | Million | 0 | 6.8663e-07 | 3.9777e-07 | 0 | 0 | 0 | 0 | 0 | 0 | 0 | 0 | 0
| SPS1 | CH | Cars stock additions¦Gas¦New conventional gas ICE (>140 kW) | Million | 0 | 7.0888e-07 | 4.9989e-07 | 0 | 0 | 0 | 0 | 0 | 0 | 0 | 0 | 0
| SPS1 | CH | Urban buses stock additions | Thousand | 0 | 0.71976 | 1.5701 | 6.7038 | 4.0871 | 3.1598 | 2.9439 | 4.5831 | 2.4956 | 4.9549 | 3.2901 | 4.1293
| SPS1 | CH | Urban buses stock additions¦Electricity¦Existing electric urban buses | Thousand | 0 | 0 | 0 | 0 | 0 | 0 | 0 | 0 | 0 | 0 | 0 | 0
| SPS1 | CH | Urban buses stock additions¦Electricity¦New electric urban buses (Mini) | Thousand | 0 | 0.0022857 | 0.0051889 | 2.0516 | 2.3514 | 0.50634 | 1.2068 | 1.6582 | 0.97049 | 1.4503 | 1.7245 | 0.68708
| SPS1 | CH | Urban buses stock additions¦Electricity¦New electric urban buses (Midi) | Thousand | 0 | 0.00054807 | 0.004675 | 0.74535 | 0.71554 | 0.10142 | 0.37365 | 0.46708 | 0.26394 | 0.42169 | 0.48458 | 0.21688
| SPS1 | CH | Urban buses stock additions¦Electricity¦New electric urban buses (Maxi) | Thousand | 0 | 0.00029325 | 0.0036288 | 3.7391 | 1.0199 | 2.5519 | 1.3633 | 2.4577 | 1.261 | 3.0827 | 1.0807 | 3.225
| SPS1 | CH | Urban buses stock additions¦Electricity¦New electric urban buses (Mega) | Thousand | 0 | 7.5329e-05 | 0.00012214 | 0.16774 | 0.00024339 | 0.00012582 | 0.00014595 | 0.00020997 | 0.00019538 | 0.00026085 | 0.00026471 | 0.00039184
| SPS1 | CH | Urban buses stock additions¦Hydrogen¦New fuel cell urban buses (Mini) | Thousand | 0 | 0 | 0 | 1.0098e-05 | 0 | 0 | 0 | 0 | 0 | 0 | 0 | 0
| SPS1 | CH | Urban buses stock additions¦Hydrogen¦New fuel cell urban buses (Midi) | Thousand | 0 | 0 | 0 | 0 | 0 | 0 | 0 | 0 | 0 | 0 | 0 | 0
| SPS1 | CH | Urban buses stock additions¦Hydrogen¦New fuel cell urban buses (Maxi) | Thousand | 0 | 0 | 0 | 0 | 0 | 0 | 0 | 0 | 0 | 0 | 0 | 0
| SPS1 | CH | Urban buses stock additions¦Hydrogen¦New fuel cell urban buses (Mega) | Thousand | 0 | 0 | 0 | 0 | 0 | 0 | 0 | 0 | 0 | 0 | 0 | 0
| SPS1 | CH | Urban buses stock additions¦Motor Diesel¦Total¦New conventional hybrid diesel urban buses (Mini) | Thousand | 0 | 0.18331 | 0.00054866 | 0 | 0 | 0 | 0 | 0 | 0 | 0 | 0 | 0
| SPS1 | CH | Urban buses stock additions¦Motor Diesel¦Total¦New conventional hybrid diesel urban buses (Midi) | Thousand | 0 | 0.00050067 | 0.00023214 | 0 | 0 | 0 | 0 | 0 | 0 | 0 | 0 | 0
| SPS1 | CH | Urban buses stock additions¦Motor Diesel¦Total¦New conventional hybrid diesel urban buses (Maxi) | Thousand | 0 | 0.00033502 | 0.00014081 | 0 | 0 | 0 | 0 | 0 | 0 | 0 | 0 | 0
| SPS1 | CH | Urban buses stock additions¦Motor Diesel¦Total¦New conventional hybrid diesel urban buses (Mega) | Thousand | 0 | 1.5005e-05 | 1.2466e-05 | 0 | 0 | 0 | 0 | 0 | 0 | 0 | 0 | 0
| SPS1 | CH | Urban buses stock additions¦Motor Diesel¦Total¦Existing ICE diesel urban buses | Thousand | 0 | 0 | 0 | 0 | 0 | 0 | 0 | 0 | 0 | 0 | 0 | 0
| SPS1 | CH | Urban buses stock additions¦Motor Diesel¦Total¦New conventional ICE diesel urban buses (Mini) | Thousand | 0 | 0.46944 | 0.52834 | 0 | 0 | 0 | 0 | 0 | 0 | 0 | 0 | 0
| SPS1 | CH | Urban buses stock additions¦Motor Diesel¦Total¦New conventional ICE diesel urban buses (Midi) | Thousand | 0 | 0.0095674 | 0.18695 | 0 | 0 | 0 | 0 | 0 | 0 | 0 | 0 | 0
| SPS1 | CH | Urban buses stock additions¦Motor Diesel¦Total¦New conventional ICE diesel urban buses (Maxi) | Thousand | 0 | 0.053004 | 0.82995 | 0 | 0 | 0 | 0 | 0 | 0 | 0 | 0 | 0
| SPS1 | CH | Urban buses stock additions¦Motor Diesel¦Total¦New conventional ICE diesel urban buses (Mega) | Thousand | 0 | 1.654e-05 | 1.5842e-05 | 0 | 0 | 0 | 0 | 0 | 0 | 0 | 0 | 0
| SPS1 | CH | Urban buses stock additions¦Motor Gas¦Total¦Existing ICE Gas urban buses | Thousand | 0 | 0 | 0 | 0 | 0 | 0 | 0 | 0 | 0 | 0 | 0 | 0
| SPS1 | CH | Urban buses stock additions¦Motor Gas¦Total¦New conventional ICE gas urban buses (Mini) | Thousand | 0 | 0.00019501 | 0.00046599 | 0 | 0 | 0 | 0 | 0 | 0 | 0 | 0 | 0
| SPS1 | CH | Urban buses stock additions¦Motor Gas¦Total¦New conventional ICE gas urban buses (Midi) | Thousand | 0 | 0.00010906 | 0.00070679 | 0 | 0 | 0 | 0 | 0 | 0 | 0 | 0 | 0
| SPS1 | CH | Urban buses stock additions¦Motor Gas¦Total¦New conventional ICE gas urban buses (Maxi) | Thousand | 0 | 6.6489e-05 | 0.0091476 | 0 | 0 | 0 | 0 | 0 | 0 | 0 | 0 | 0
| SPS1 | CH | Urban buses stock additions¦Motor Gas¦Total¦New conventional ICE gas urban buses (Mega) | Thousand | 0 | 0 | 1.086e-05 | 0 | 0 | 0 | 0 | 0 | 0 | 0 | 0 | 0
| SPS1 | CH | Coaches stock additions | Thousand | 0 | 0.4997 | 0.20598 | 2.9277 | 1.5614 | 1.1253 | 1.0529 | 1.5761 | 1.0133 | 1.4193 | 1.627 | 0.8633
| SPS1 | CH | Coaches stock additions¦Electricity¦Existing electric Coaches | Thousand | 0 | 0 | 0 | 0 | 0 | 0 | 0 | 0 | 0 | 0 | 0 | 0
| SPS1 | CH | Coaches stock additions¦Electricity¦New electric Coaches (Mini) | Thousand | 0 | 0.003034 | 0.0031916 | 1.4043 | 1.3981 | 0.011165 | 0.67023 | 0.73563 | 0.42439 | 0.70349 | 0.76763 | 0.34386
| SPS1 | CH | Coaches stock additions¦Electricity¦New electric Coaches (Midi) | Thousand | 0 | 0.00022373 | 0.00043648 | 1.2468 | 0.10421 | 0.90568 | 0.29372 | 0.65339 | 0.51087 | 0.48913 | 0.79208 | 0.28506
| SPS1 | CH | Coaches stock additions¦Electricity¦New electric Coaches (Maxi) | Thousand | 0 | 9.2406e-05 | 0.00014794 | 0.27507 | 0.059063 | 0.20837 | 0.081895 | 0.18685 | 0.077835 | 0.22639 | 0.06699 | 0.23399
| SPS1 | CH | Coaches stock additions¦Electricity¦New electric Coaches (Mega) | Thousand | 0 | 5.3019e-05 | 4.6756e-05 | 3.8911e-05 | 6.1847e-05 | 0.00011944 | 0.00013866 | 0.00018359 | 0.00019096 | 0.00024165 | 0.0002615 | 0.00037907
| SPS1 | CH | Coaches stock additions¦Hydrogen¦New fuel cell Coaches (Mini) | Thousand | 0 | 0 | 0 | 0 | 0 | 0 | 0 | 0 | 0 | 0 | 0 | 0
| SPS1 | CH | Coaches stock additions¦Hydrogen¦New fuel cell Coaches (Midi) | Thousand | 0 | 0 | 0 | 0 | 0 | 0 | 0 | 0 | 0 | 0 | 0 | 0
| SPS1 | CH | Coaches stock additions¦Hydrogen¦New fuel cell Coaches (Maxi) | Thousand | 0 | 0 | 0 | 0 | 0 | 0 | 0 | 0 | 0 | 0 | 0 | 0
| SPS1 | CH | Coaches stock additions¦Hydrogen¦New fuel cell Coaches (Mega) | Thousand | 0 | 0 | 0 | 0 | 0 | 0 | 0 | 0 | 0 | 0 | 0 | 0
| SPS1 | CH | Coaches stock additions¦Motor Diesel¦Total¦New conventional hybrid diesel Coaches (Mini) | Thousand | 0 | 0.0029117 | 0.00051655 | 0 | 0 | 0 | 0.0048258 | 0 | 0 | 0 | 0 | 0
| SPS1 | CH | Coaches stock additions¦Motor Diesel¦Total¦New conventional hybrid diesel Coaches (Midi) | Thousand | 0 | 0.00019144 | 0.00018352 | 0 | 0 | 0 | 0 | 0 | 0 | 0 | 0 | 0
| SPS1 | CH | Coaches stock additions¦Motor Diesel¦Total¦New conventional hybrid diesel Coaches (Maxi) | Thousand | 0 | 8.8847e-05 | 7.4214e-05 | 0 | 0 | 0 | 0 | 0 | 0 | 0 | 0 | 0
| SPS1 | CH | Coaches stock additions¦Motor Diesel¦Total¦New conventional hybrid diesel Coaches (Mega) | Thousand | 0 | 2.0409e-05 | 1.6666e-05 | 0 | 0 | 0 | 0 | 0 | 0 | 0 | 0 | 0
| SPS1 | CH | Coaches stock additions¦Motor Diesel¦Total¦Existing ICE diesel Coaches | Thousand | 0 | 0 | 0 | 0 | 0 | 0 | 0 | 0 | 0 | 0 | 0 | 0
| SPS1 | CH | Coaches stock additions¦Motor Diesel¦Total¦New conventional ICE diesel Coaches (Mini) | Thousand | 0 | 0.49213 | 0.17696 | 0.00029991 | 0 | 0 | 1.7866e-05 | 0 | 0 | 0 | 0 | 0
| SPS1 | CH | Coaches stock additions¦Motor Diesel¦Total¦New conventional ICE diesel Coaches (Midi) | Thousand | 0 | 0.00026942 | 0.0005762 | 0 | 0 | 0 | 0 | 0 | 0 | 0 | 0 | 0
| SPS1 | CH | Coaches stock additions¦Motor Diesel¦Total¦New conventional ICE diesel Coaches (Maxi) | Thousand | 0 | 0.00011933 | 0.00014266 | 0 | 0 | 0 | 0 | 0 | 0 | 0 | 0 | 0
| SPS1 | CH | Coaches stock additions¦Motor Diesel¦Total¦New conventional ICE diesel Coaches (Mega) | Thousand | 0 | 2.2358e-05 | 2.0805e-05 | 0 | 0 | 0 | 0 | 0 | 0 | 0 | 0 | 0
| SPS1 | CH | Coaches stock additions¦Motor Gas¦Total¦Existing ICE Gas Coaches | Thousand | 0 | 0 | 0 | 0 | 0 | 0 | 0 | 0 | 0 | 0 | 0 | 0
| SPS1 | CH | Coaches stock additions¦Motor Gas¦Total¦New conventional ICE gas Coaches (Mini) | Thousand | 0 | 0.00038147 | 0.023253 | 0.0011451 | 0 | 1.0169e-05 | 0.0020279 | 0 | 0 | 0 | 0 | 0
| SPS1 | CH | Coaches stock additions¦Motor Gas¦Total¦New conventional ICE gas Coaches (Midi) | Thousand | 0 | 9.5521e-05 | 0.00027824 | 0 | 0 | 0 | 2.0964e-05 | 0 | 0 | 0 | 0 | 0
| SPS1 | CH | Coaches stock additions¦Motor Gas¦Total¦New conventional ICE gas Coaches (Maxi) | Thousand | 0 | 5.4101e-05 | 0.00011962 | 0 | 0 | 0 | 0 | 0 | 0 | 0 | 0 | 0
| SPS1 | CH | Coaches stock additions¦Motor Gas¦Total¦New conventional ICE gas Coaches (Mega) | Thousand | 0 | 1.386e-05 | 1.9272e-05 | 0 | 0 | 0 | 0 | 0 | 0 | 0 | 0 | 0
| SPS1 | CH | Light duty vehicles stock additions | Thousand | 0 | 15.0409 | 63.4744 | 170.7324 | 240.6613 | 214.0739 | 163.4239 | 301.7417 | 181.4717 | 237.0887 | 319.8022 | 124.4457
| SPS1 | CH | Light duty vehicles stock additions¦Electricity¦Existing electric light duty vehicles | Thousand | 0 | 0 | 0 | 0 | 0 | 0 | 0 | 0 | 0 | 0 | 0 | 0
| SPS1 | CH | Light duty vehicles stock additions¦Electricity¦New electric light duty vehicles | Thousand | 0 | 1.1455 | 1.8059 | 76.1904 | 240.6613 | 214.0738 | 163.4238 | 301.7417 | 181.4716 | 237.0886 | 319.8022 | 124.4456
| SPS1 | CH | Light duty vehicles stock additions¦Hydrogen¦New fuel cell electric light duty vehicles | Thousand | 0 | 0.00075074 | 0.00034006 | 4.4644e-05 | 4.7858e-05 | 5.1486e-05 | 4.2752e-05 | 4.8747e-05 | 4.0285e-05 | 3.9172e-05 | 4.7049e-05 | 0.00010228
| SPS1 | CH | Light duty vehicles stock additions¦Motor Gasoline¦Total¦Existing gasoline light duty vehicles | Thousand | 0 | 0 | 0 | 0 | 0 | 0 | 0 | 0 | 0 | 0 | 0 | 0
| SPS1 | CH | Light duty vehicles stock additions¦Motor Gasoline¦Total¦New gasoline light duty vehicles | Thousand | 0 | 0.0094822 | 12.3794 | 27.4803 | 0 | 0 | 0 | 0 | 0 | 0 | 0 | 0
| SPS1 | CH | Light duty vehicles stock additions¦Motor Diesel¦Total¦Existing ICE diesel light duty vehicles | Thousand | 0 | 0 | 0 | 0 | 0 | 0 | 0 | 0 | 0 | 0 | 0 | 0
| SPS1 | CH | Light duty vehicles stock additions¦Motor Diesel¦Total¦New ICE diesel light duty vehicles | Thousand | 0 | 0.0053541 | 0.033382 | 0.015903 | 0 | 0 | 0 | 0 | 0 | 0 | 0 | 0
| SPS1 | CH | Light duty vehicles stock additions¦Motor Diesel¦Total¦New hybrid diesel light duty vehicles | Thousand | 0 | 13.8791 | 49.2548 | 67.0459 | 0 | 0 | 0 | 0 | 0 | 0 | 0 | 0
| SPS1 | CH | Light duty vehicles stock additions¦Motor Gas¦Total¦New ICE Gas light duty vehicles | Thousand | 0 | 0.00070443 | 0.00045791 | 0 | 0 | 0 | 0 | 0 | 0 | 0 | 0 | 0
| SPS1 | CH | Heavy duty vehicles stock additions | Thousand | 0 | 9.4289 | 3.5022 | 29.087 | 39.8345 | 17.1022 | 42.4964 | 24.6893 | 37.2049 | 47.5464 | 26.7586 | 43.4918
| SPS1 | CH | Heavy duty vehicles stock additions¦Electricity¦Existing electric heavy duty vehicles | Thousand | 0 | 0 | 0 | 0 | 0 | 0 | 0 | 0 | 0 | 0 | 0 | 0
| SPS1 | CH | Heavy duty vehicles stock additions¦Electricity¦New electric heavy duty vehicles | Thousand | 0 | 0.00068564 | 0.0018362 | 0.0023304 | 8.2328 | 7.5216 | 30.2859 | 24.6892 | 37.2048 | 47.5463 | 26.7586 | 43.4917
| SPS1 | CH | Heavy duty vehicles stock additions¦Hydrogen¦New fuel cell electric heavy duty vehicles | Thousand | 0 | 5.7896e-05 | 4.0853e-05 | 4.1763e-05 | 0.00014274 | 8.2679e-05 | 0.0001014 | 6.8497e-05 | 7.894e-05 | 0.0001041 | 7.1246e-05 | 0.00012137
| SPS1 | CH | Heavy duty vehicles stock additions¦Motor Gasoline¦Total¦Existing gasoline heavy duty vehicles | Thousand | 0 | 0 | 0 | 0 | 0 | 0 | 0 | 0 | 0 | 0 | 0 | 0
| SPS1 | CH | Heavy duty vehicles stock additions¦Motor Gasoline¦Total¦New gasoline heavy duty vehicles | Thousand | 0 | 0 | 0 | 0 | 0 | 0 | 0 | 0 | 0 | 0 | 0 | 0
| SPS1 | CH | Heavy duty vehicles stock additions¦Motor Diesel¦Total¦Existing ICE diesel heavy duty vehicles | Thousand | 0 | 0 | 0 | 0 | 0 | 0 | 0 | 0 | 0 | 0 | 0 | 0
| SPS1 | CH | Heavy duty vehicles stock additions¦Motor Diesel¦Total¦New ICE diesel heavy duty vehicles | Thousand | 0 | 0.00045717 | 0.0016021 | 0.0015259 | 0.00044551 | 0.00048268 | 0.00055487 | 0 | 0 | 0 | 0 | 0
| SPS1 | CH | Heavy duty vehicles stock additions¦Motor Diesel¦Total¦New hybrid diesel heavy duty vehicles | Thousand | 0 | 9.4275 | 3.4984 | 29.0809 | 31.5988 | 9.5791 | 12.2074 | 0 | 0 | 0 | 0 | 0
| SPS1 | CH | Heavy duty vehicles stock additions¦Motor Gas¦Total¦New ICE Gas heavy duty vehicles | Thousand | 0 | 0.00015317 | 0.00029314 | 0.0021437 | 0.002308 | 0.0010005 | 0.0023517 | 0 | 0 | 0 | 0 | 0
| SPS1 | CH | Space and water heat boiler capacity additions in Residential sector | GWth/yr. | 0.00025309 | 0.76363 | 0.26094 | 1.0717 | 6.7672 | 2.6628 | 1.7921 | 6.4838 | 2.1289 | 1.8518 | 5.5713 | 2.1055
| SPS1 | CH | Space and water heat boiler capacity additions in Residential sector¦Space heating | GWth/yr. | 0.00024986 | 0.606 | 0.16736 | 0.6667 | 5.8377 | 2.1831 | 1.3857 | 5.1212 | 1.7501 | 1.4947 | 4.529 | 1.7032
| SPS1 | CH | Space and water heat boiler capacity additions in Residential sector¦Space heating¦Electricty | GWth/yr. | 5.3263e-07 | 0.30308 | 0.15717 | 0.64268 | 2.2685 | 0.94287 | 1.3458 | 3.3283 | 1.512 | 1.433 | 3.2086 | 1.4555
| SPS1 | CH | Space and water heat boiler capacity additions in Residential sector¦Space heating¦Electricty¦Electric boiler | GWth/yr. | 2.1764e-07 | 0.030188 | 4.8349e-07 | 6.1394e-07 | 0.099422 | 0.08339 | 0.0037092 | 0.096615 | 0.19673 | 0.045142 | 0.12527 | 0.0001116
| SPS1 | CH | Space and water heat boiler capacity additions in Residential sector¦Space heating¦Electricty¦Heat pump electric | GWth/yr. | 3.1499e-07 | 0.27289 | 0.15717 | 0.64267 | 2.1691 | 0.85948 | 1.3421 | 3.2317 | 1.3153 | 1.3879 | 3.0834 | 1.4553
| SPS1 | CH | Space and water heat boiler capacity additions in Residential sector¦Space heating¦Oil | GWth/yr. | 0 | 6.5712e-08 | 6.8922e-08 | 1.8045e-07 | 0.45835 | 0.14246 | 9.385e-07 | 0.25329 | 0.087659 | 9.4067e-07 | 0.1039 | 9.3416e-07
| SPS1 | CH | Space and water heat boiler capacity additions in Residential sector¦Space heating¦Oil¦Light fuel oil boiler | GWth/yr. | 0 | 6.5712e-08 | 6.8922e-08 | 1.8045e-07 | 0.45835 | 0.14246 | 9.385e-07 | 0.25329 | 0.087659 | 9.4067e-07 | 0.1039 | 9.3416e-07
| SPS1 | CH | Space and water heat boiler capacity additions in Residential sector¦Space heating¦Gas | GWth/yr. | 3.4343e-08 | 0.23552 | 0.003797 | 0.012796 | 2.5551 | 0.90213 | 2.4535e-06 | 0.73486 | 0.0005737 | 0.012148 | 0.5094 | 0.047391
| SPS1 | CH | Space and water heat boiler capacity additions in Residential sector¦Space heating¦Gas¦Gas boiler | GWth/yr. | 0 | 0.23552 | 0.0034376 | 0.012775 | 1.9136 | 0.50907 | 5.2529e-07 | 0.45438 | 0.00056649 | 0.010317 | 0.277 | 1.3089e-06
| SPS1 | CH | Space and water heat boiler capacity additions in Residential sector¦Space heating¦Gas¦Heat pump gas | GWth/yr. | 3.4343e-08 | 3.0911e-07 | 0.00035933 | 2.0634e-05 | 0.64148 | 0.39306 | 1.9282e-06 | 0.28048 | 7.2061e-06 | 0.0018314 | 0.23239 | 0.04739
| SPS1 | CH | Space and water heat boiler capacity additions in Residential sector¦Space heating¦Coal | GWth/yr. | 0 | 0 | 0 | 0 | 0 | 0 | 0 | 0 | 0 | 0 | 0 | 0
| SPS1 | CH | Space and water heat boiler capacity additions in Residential sector¦Space heating¦Coal¦Coal boiler | GWth/yr. | 0 | 0 | 0 | 0 | 0 | 0 | 0 | 0 | 0 | 0 | 0 | 0
| SPS1 | CH | Space and water heat boiler capacity additions in Residential sector¦Space heating¦Wood | GWth/yr. | 0.00015321 | 0.0082725 | 0.0062313 | 4.2068e-05 | 0.284 | 0.079104 | 0.024385 | 0.18572 | 0.043182 | 0.016294 | 0.1545 | 0.021311
| SPS1 | CH | Space and water heat boiler capacity additions in Residential sector¦Space heating¦Wood¦Wood boiler | GWth/yr. | 0.00015321 | 0.0082725 | 0.0062313 | 4.2068e-05 | 0.284 | 0.079104 | 0.024385 | 0.18572 | 0.043182 | 0.016294 | 0.1545 | 0.021311
| SPS1 | CH | Space and water heat boiler capacity additions in Residential sector¦Space heating¦Pellets | GWth/yr. | 8.6567e-05 | 0.035993 | 0.00014454 | 0.010893 | 0.17939 | 0.078716 | 0.015432 | 0.18677 | 0.071298 | 0.029733 | 0.1766 | 0.083769
| SPS1 | CH | Space and water heat boiler capacity additions in Residential sector¦Space heating¦Pellets¦Pellets boiler | GWth/yr. | 8.6567e-05 | 0.035993 | 0.00014454 | 0.010893 | 0.17939 | 0.078716 | 0.015432 | 0.18677 | 0.071298 | 0.029733 | 0.1766 | 0.083769
| SPS1 | CH | Space and water heat boiler capacity additions in Residential sector¦Space heating¦Solar | GWth/yr. | 9.5207e-06 | 0.023133 | 1.3016e-05 | 0.00029192 | 0.09232 | 0.037858 | 7.0501e-05 | 0.43232 | 0.03535 | 0.003541 | 0.37599 | 0.095237
| SPS1 | CH | Space and water heat boiler capacity additions in Residential sector¦Space heating¦Solar¦Solar thermal | GWth/yr. | 9.5207e-06 | 0.023133 | 1.3016e-05 | 0.00029192 | 0.09232 | 0.037858 | 7.0501e-05 | 0.43232 | 0.03535 | 0.003541 | 0.37599 | 0.095237
| SPS1 | CH | Space and water heat boiler capacity additions in Residential sector¦Space heating¦Hydrogen | GWth/yr. | 0 | 0 | 0 | 0 | 0 | 0 | 0 | 0 | 0 | 0 | 0 | 0
| SPS1 | CH | Space and water heat boiler capacity additions in Residential sector¦Space heating¦Hydrogen¦Hydrogen boiler | GWth/yr. | 0 | 0 | 0 | 0 | 0 | 0 | 0 | 0 | 0 | 0 | 0 | 0
| SPS1 | CH | Space and water heat boiler capacity additions in Residential sector¦Water heating | GWth/yr. | 3.2323e-06 | 0.15762 | 0.093584 | 0.40499 | 0.92954 | 0.47966 | 0.40642 | 1.3625 | 0.37879 | 0.35702 | 1.0423 | 0.40234
| SPS1 | CH | Space and water heat boiler capacity additions in Residential sector¦Water heating¦Electricty | GWth/yr. | 3.2323e-06 | 0.068009 | 0.093512 | 0.17164 | 0.49809 | 0.10797 | 0.37824 | 0.76287 | 0.25765 | 0.31373 | 0.71123 | 0.36958
| SPS1 | CH | Space and water heat boiler capacity additions in Residential sector¦Water heating¦Electricty¦Electric boiler | GWth/yr. | 1.5235e-06 | 0.035239 | 2.7539e-07 | 2.9741e-07 | 0.049544 | 0.061288 | 6.3378e-07 | 0.0667 | 0.11684 | 0.0087353 | 0.082988 | 1.953e-06
| SPS1 | CH | Space and water heat boiler capacity additions in Residential sector¦Water heating¦Electricty¦Heat pump electric | GWth/yr. | 1.7089e-06 | 0.03277 | 0.093512 | 0.17164 | 0.44855 | 0.046678 | 0.37824 | 0.69616 | 0.1408 | 0.30499 | 0.62824 | 0.36958
| SPS1 | CH | Space and water heat boiler capacity additions in Residential sector¦Water heating¦Oil | GWth/yr. | 0 | 3.8643e-08 | 2.8815e-08 | 6.6063e-08 | 1.1985e-05 | 2.3705e-05 | 2.1026e-07 | 0 | 9.8822e-06 | 1.2484e-05 | 7.9927e-07 | 2.8669e-05
| SPS1 | CH | Space and water heat boiler capacity additions in Residential sector¦Water heating¦Oil¦Light fuel oil boiler | GWth/yr. | 0 | 3.8643e-08 | 2.8815e-08 | 6.6063e-08 | 1.1985e-05 | 2.3705e-05 | 2.1026e-07 | 0 | 9.8822e-06 | 1.2484e-05 | 7.9927e-07 | 2.8669e-05
| SPS1 | CH | Space and water heat boiler capacity additions in Residential sector¦Water heating¦Gas | GWth/yr. | 0 | 4.1385e-07 | 7.1511e-05 | 0.23335 | 0.35897 | 0.26312 | 0.027795 | 1.0241e-06 | 0.057314 | 0.042253 | 0.017995 | 0.027015
| SPS1 | CH | Space and water heat boiler capacity additions in Residential sector¦Water heating¦Gas¦Gas boiler | GWth/yr. | 0 | 1.7795e-07 | 4.6487e-07 | 0.23335 | 0.22048 | 0.15268 | 2.1392e-07 | 6.5284e-07 | 0.037298 | 0.0075859 | 0.011652 | 0.013337
| SPS1 | CH | Space and water heat boiler capacity additions in Residential sector¦Water heating¦Gas¦Heat pump gas | GWth/yr. | 0 | 2.359e-07 | 7.1046e-05 | 2.4885e-06 | 0.13848 | 0.11044 | 0.027795 | 3.7127e-07 | 0.020016 | 0.034667 | 0.0063431 | 0.013678
| SPS1 | CH | Space and water heat boiler capacity additions in Residential sector¦Water heating¦Coal | GWth/yr. | 0 | 0 | 0 | 0 | 0 | 0 | 0 | 0 | 0 | 0 | 0 | 0
| SPS1 | CH | Space and water heat boiler capacity additions in Residential sector¦Water heating¦Coal¦Coal boiler | GWth/yr. | 0 | 0 | 0 | 0 | 0 | 0 | 0 | 0 | 0 | 0 | 0 | 0
| SPS1 | CH | Space and water heat boiler capacity additions in Residential sector¦Water heating¦Wood | GWth/yr. | 0 | 0.0051124 | 4.4747e-08 | 1.7261e-07 | 0.0065723 | 0.0066078 | 1.582e-07 | 0.0037495 | 0.0046162 | 1.9164e-05 | 0.0045161 | 0.0020496
| SPS1 | CH | Space and water heat boiler capacity additions in Residential sector¦Water heating¦Wood¦Wood boiler | GWth/yr. | 0 | 0.0051124 | 4.4747e-08 | 1.7261e-07 | 0.0065723 | 0.0066078 | 1.582e-07 | 0.0037495 | 0.0046162 | 1.9164e-05 | 0.0045161 | 0.0020496
| SPS1 | CH | Space and water heat boiler capacity additions in Residential sector¦Water heating¦Pellets | GWth/yr. | 0 | 0.0019503 | 4.3056e-08 | 1.0697e-07 | 0.0055909 | 0.0041777 | 0.00021739 | 0.0058 | 0.0037082 | 0.0010021 | 0.005947 | 0.003597
| SPS1 | CH | Space and water heat boiler capacity additions in Residential sector¦Water heating¦Pellets¦Pellets boiler | GWth/yr. | 0 | 0.0019503 | 4.3056e-08 | 1.0697e-07 | 0.0055909 | 0.0041777 | 0.00021739 | 0.0058 | 0.0037082 | 0.0010021 | 0.005947 | 0.003597
| SPS1 | CH | Space and water heat boiler capacity additions in Residential sector¦Water heating¦Solar | GWth/yr. | 0 | 0.082552 | 2.3131e-07 | 1.1685e-06 | 0.06031 | 0.097763 | 0.00017011 | 0.59012 | 0.0555 | 3.7168e-06 | 0.30261 | 7.1426e-05
| SPS1 | CH | Space and water heat boiler capacity additions in Residential sector¦Water heating¦Solar¦Solar thermal | GWth/yr. | 0 | 0.082552 | 2.3131e-07 | 1.1685e-06 | 0.06031 | 0.097763 | 0.00017011 | 0.59012 | 0.0555 | 3.7168e-06 | 0.30261 | 7.1426e-05
| SPS1 | CH | Space and water heat boiler capacity additions in Residential sector¦Water heating¦Hydrogen | GWth/yr. | 0 | 0 | 0 | 0 | 0 | 0 | 0 | 0 | 0 | 0 | 0 | 0
| SPS1 | CH | Space and water heat boiler capacity additions in Residential sector¦Water heating¦Hydrogen¦Hydrogen boiler | GWth/yr. | 0 | 0 | 0 | 0 | 0 | 0 | 0 | 0 | 0 | 0 | 0 | 0
| SPS1 | CH | Process and space heating capacity additions in industry sectors | GWth/yr. | 3.9005e-05 | 0.24454 | 0.11968 | 0.32562 | 2.7623 | 0.84036 | 0.45987 | 2.4588 | 0.5876 | 0.51527 | 2.1434 | 0.87415
| SPS1 | CH | Process and space heating capacity additions in industry sectors¦Electricity | GWth/yr. | 0 | 0.18196 | 0.11965 | 0.28984 | 0.94476 | 0.38747 | 0.33713 | 1.0884 | 0.32526 | 0.3409 | 0.99353 | 0.45386
| SPS1 | CH | Process and space heating capacity additions in industry sectors¦Electricity¦Electric boiler | GWth/yr. | 0 | 0.16601 | 7.9156e-05 | 0.16228 | 0.76766 | 0.2449 | 0.15649 | 0.76857 | 0.19478 | 0.067116 | 0.69391 | 0.30841
| SPS1 | CH | Process and space heating capacity additions in industry sectors¦Electricity¦Heat pump electric | GWth/yr. | 0 | 0.015956 | 0.11957 | 0.12756 | 0.1771 | 0.14257 | 0.18064 | 0.31987 | 0.13048 | 0.27378 | 0.29962 | 0.14545
| SPS1 | CH | Process and space heating capacity additions in industry sectors¦Oil | GWth/yr. | 3.9005e-05 | 6.0476e-05 | 1.0623e-05 | 1.1536e-05 | 0.13191 | 0.081489 | 1.2235e-05 | 0.010959 | 0.061807 | 0.00038495 | 0.00012134 | 0.041381
| SPS1 | CH | Process and space heating capacity additions in industry sectors¦Oil¦Light fuel boiler | GWth/yr. | 0 | 5.5767e-05 | 6.7085e-06 | 8.5787e-06 | 0.1319 | 0.081456 | 8.0884e-06 | 0.010956 | 0.061803 | 0.00038092 | 0.00011853 | 0.04138
| SPS1 | CH | Process and space heating capacity additions in industry sectors¦Oil¦Heavy fuel boiler | GWth/yr. | 3.9005e-05 | 4.709e-06 | 3.9149e-06 | 2.957e-06 | 5.9338e-06 | 3.2773e-05 | 4.1469e-06 | 2.6392e-06 | 4.5272e-06 | 4.0351e-06 | 2.8075e-06 | 1.4314e-06
| SPS1 | CH | Process and space heating capacity additions in industry sectors¦Gas | GWth/yr. | 0 | 0.00017065 | 6.1679e-06 | 4.5599e-06 | 0.38911 | 0.26327 | 0.092494 | 1.9734e-05 | 4.797e-05 | 0.076308 | 1.7634e-05 | 0.0001305
| SPS1 | CH | Process and space heating capacity additions in industry sectors¦Gas¦Gas boiler | GWth/yr. | 0 | 5.3501e-06 | 4.6677e-06 | 4.3395e-06 | 0.38906 | 0.14898 | 6.9633e-06 | 1.8034e-05 | 2.0796e-05 | 0.075541 | 4.7607e-06 | 7.8274e-06
| SPS1 | CH | Process and space heating capacity additions in industry sectors¦Gas¦Heat pump gas | GWth/yr. | 0 | 0.0001653 | 1.5002e-06 | 2.2041e-07 | 5.7585e-05 | 0.11428 | 0.092487 | 1.6996e-06 | 2.7175e-05 | 0.00076747 | 1.2873e-05 | 0.00012268
| SPS1 | CH | Process and space heating capacity additions in industry sectors¦Gas¦Biogas boiler | GWth/yr. | 0 | 0.0081883 | 0.098947 | 0.11583 | 0.034442 | 0.23399 | 0.078522 | 0.00417 | 0.18524 | 0.12565 | 0.049757 | 0.12282
| SPS1 | CH | Process and space heating capacity additions in industry sectors¦Coal | GWth/yr. | 0 | 2.1434e-06 | 1.7788e-06 | 1.7941e-06 | 4.1502e-06 | 2.5842e-05 | 2.8872e-06 | 4.0072e-06 | 5.0059e-06 | 4.6921e-06 | 5.1452e-06 | 2.5473e-06
| SPS1 | CH | Process and space heating capacity additions in industry sectors¦Coal¦Coal boiler | GWth/yr. | 0 | 2.1434e-06 | 1.7788e-06 | 1.7941e-06 | 4.1502e-06 | 2.5842e-05 | 2.8872e-06 | 4.0072e-06 | 5.0059e-06 | 4.6921e-06 | 5.1452e-06 | 2.5473e-06
| SPS1 | CH | Process and space heating capacity additions in industry sectors¦Wood | GWth/yr. | 0 | 0.052175 | 6.131e-06 | 0.029743 | 0.28885 | 0.052625 | 0.020471 | 0.28651 | 0.049056 | 0.070203 | 0.21198 | 0.082684
| SPS1 | CH | Process and space heating capacity additions in industry sectors¦Wood¦Wood boiler | GWth/yr. | 0 | 0.052175 | 6.131e-06 | 0.029743 | 0.28885 | 0.052625 | 0.020471 | 0.28651 | 0.049056 | 0.070203 | 0.21198 | 0.082684
| SPS1 | CH | Process and space heating capacity additions in industry sectors¦Pellets | GWth/yr. | 0 | 0.0075619 | 6.8023e-06 | 0.0045034 | 0.025515 | 0.0092822 | 0.0097468 | 0.019495 | 0.013513 | 0.0073425 | 0.022624 | 0.0033823
| SPS1 | CH | Process and space heating capacity additions in industry sectors¦Pellets¦Pellet boiler | GWth/yr. | 0 | 0.0075619 | 6.8023e-06 | 0.0045034 | 0.025515 | 0.0092822 | 0.0097468 | 0.019495 | 0.013513 | 0.0073425 | 0.022624 | 0.0033823
| SPS1 | CH | Process and space heating capacity additions in industry sectors¦Wastes | GWth/yr. | 0 | 1.7019e-06 | 1.3289e-06 | 3.209e-06 | 0.12413 | 0.042324 | 2.744e-06 | 4.8936e-06 | 1.4829e-05 | 4.7005e-06 | 8.1498e-06 | 2.061e-06
| SPS1 | CH | Process and space heating capacity additions in industry sectors¦Wastes¦Wastes boiler | GWth/yr. | 0 | 1.7019e-06 | 1.3289e-06 | 3.209e-06 | 0.12413 | 0.042324 | 2.744e-06 | 4.8936e-06 | 1.4829e-05 | 4.7005e-06 | 8.1498e-06 | 2.061e-06
| SPS1 | CH | Process and space heating capacity additions in industry sectors¦Solar | GWth/yr. | 0 | 0.0026042 | 1.9344e-08 | 6.5786e-08 | 0.0085441 | 0.0038811 | 9.0409e-08 | 0.0085438 | 0.0032847 | 0.00059657 | 0.0080715 | 0.0037588
| SPS1 | CH | Process and space heating capacity additions in industry sectors¦Solar¦Solar thermal | GWth/yr. | 0 | 0.0026042 | 1.9344e-08 | 6.5786e-08 | 0.0085441 | 0.0038811 | 9.0409e-08 | 0.0085438 | 0.0032847 | 0.00059657 | 0.0080715 | 0.0037588
| SPS1 | CH | Process and space heating capacity additions in industry sectors¦Hydrogen | GWth/yr. | 0 | 0 | 0 | 0.0015129 | 0.84945 | 4.5956e-06 | 9.1004e-06 | 1.0448 | 0.1346 | 0.019526 | 0.90707 | 0.28894
| SPS1 | CH | Process and space heating capacity additions in industry sectors¦Hydrogen¦Hydrogen boiler | GWth/yr. | 0 | 0 | 0 | 0.0015129 | 0.84945 | 4.5956e-06 | 9.1004e-06 | 1.0448 | 0.1346 | 0.019526 | 0.90707 | 0.28894
| SPS1 | CH | Space water and process heat boiler capacity additions in Services sectors | GWth/yr. | 1.0696e-05 | 0.095629 | 0.12815 | 0.0061299 | 2.9299 | 1.7898 | 0.23622 | 1.7447 | 1.5935 | 0.66322 | 1.8898 | 1.3818
| SPS1 | CH | Space water and process heat boiler capacity additions in Services sectors¦Electricity | GWth/yr. | 3.29e-07 | 4.0431e-07 | 0.1281 | 8.3329e-06 | 0.36631 | 0.19451 | 2.9296e-05 | 0.82524 | 0.12219 | 0.010725 | 0.60603 | 0.27609
| SPS1 | CH | Space water and process heat boiler capacity additions in Services sectors¦Electricity¦Electric boiler | GWth/yr. | 3.1074e-07 | 3.7003e-07 | 0.1281 | 8.1734e-06 | 0.045624 | 0.082846 | 2.9874e-06 | 0.15477 | 0.029308 | 7.3857e-06 | 0.024849 | 0.044016
| SPS1 | CH | Space water and process heat boiler capacity additions in Services sectors¦Electricity¦Heat pump electric | GWth/yr. | 1.8256e-08 | 3.4279e-08 | 5.4201e-08 | 1.595e-07 | 0.32069 | 0.11166 | 2.6308e-05 | 0.67048 | 0.092882 | 0.010717 | 0.58118 | 0.23208
| SPS1 | CH | Space water and process heat boiler capacity additions in Services sectors¦Oil | GWth/yr. | 1.6837e-07 | 2.0883e-07 | 9.1907e-08 | 2.8004e-07 | 0.448 | 0.23564 | 6.2699e-07 | 0.0482 | 7.3351e-06 | 0.030603 | 0.039665 | 0.039141
| SPS1 | CH | Space water and process heat boiler capacity additions in Services sectors¦Oil¦Light fuel boiler | GWth/yr. | 1.6837e-07 | 2.0883e-07 | 9.1907e-08 | 2.8004e-07 | 0.448 | 0.23564 | 6.2699e-07 | 0.0482 | 7.3351e-06 | 0.030603 | 0.039665 | 0.039141
| SPS1 | CH | Space water and process heat boiler capacity additions in Services sectors¦Gas | GWth/yr. | 5.2949e-07 | 1.4201e-05 | 4.2076e-05 | 1.5533e-06 | 1.4509 | 0.92655 | 0.15086 | 0.50684 | 1.0907 | 0.55849 | 0.86242 | 0.48697
| SPS1 | CH | Space water and process heat boiler capacity additions in Services sectors¦Gas¦Gas boiler | GWth/yr. | 5.0776e-08 | 2.4908e-07 | 2.6368e-07 | 4.9528e-07 | 1.3051 | 0.64886 | 0.045395 | 1.0719e-05 | 0.67542 | 0.093474 | 0.12934 | 0.066135
| SPS1 | CH | Space water and process heat boiler capacity additions in Services sectors¦Gas¦Heat pump gas | GWth/yr. | 1.5912e-07 | 1.2314e-05 | 4.083e-05 | 5.4739e-07 | 0.0065644 | 0.033663 | 0.035905 | 0.015393 | 0.099635 | 0.10782 | 0.12131 | 0.11148
| SPS1 | CH | Space water and process heat boiler capacity additions in Services sectors¦Gas¦Biogas boiler | GWth/yr. | 3.1959e-07 | 1.6372e-06 | 9.8182e-07 | 5.1063e-07 | 0.13927 | 0.24402 | 0.069564 | 0.49143 | 0.31563 | 0.3572 | 0.61177 | 0.30936
| SPS1 | CH | Space water and process heat boiler capacity additions in Services sectors¦Wood | GWth/yr. | 2.3855e-06 | 0.063086 | 2.6757e-07 | 1.6052e-06 | 0.30358 | 0.032878 | 6.9816e-07 | 2.1204e-06 | 0.029852 | 1.6634e-05 | 0.010067 | 0.17281
| SPS1 | CH | Space water and process heat boiler capacity additions in Services sectors¦Wood¦Wood boiler | GWth/yr. | 2.3855e-06 | 0.063086 | 2.6757e-07 | 1.6052e-06 | 0.30358 | 0.032878 | 6.9816e-07 | 2.1204e-06 | 0.029852 | 1.6634e-05 | 0.010067 | 0.17281
| SPS1 | CH | Space water and process heat boiler capacity additions in Services sectors¦Pellets | GWth/yr. | 6.5888e-07 | 0.023766 | 5.7131e-07 | 0.0048667 | 0.1353 | 0.072578 | 1.9938e-06 | 0.11035 | 0.072819 | 0.0021785 | 0.121 | 0.19084
| SPS1 | CH | Space water and process heat boiler capacity additions in Services sectors¦Pellets¦Pellet boiler | GWth/yr. | 6.5888e-07 | 0.023766 | 5.7131e-07 | 0.0048667 | 0.1353 | 0.072578 | 1.9938e-06 | 0.11035 | 0.072819 | 0.0021785 | 0.121 | 0.19084
| SPS1 | CH | Space water and process heat boiler capacity additions in Services sectors¦Solar | GWth/yr. | 6.6246e-06 | 0.0087626 | 1.152e-06 | 0.0012171 | 0.21111 | 0.28353 | 0.020332 | 0.21111 | 0.24265 | 0.061203 | 0.25064 | 0.20312
| SPS1 | CH | Space water and process heat boiler capacity additions in Services sectors¦Solar¦Solar thermal | GWth/yr. | 6.6246e-06 | 0.0087626 | 1.152e-06 | 0.0012171 | 0.21111 | 0.28353 | 0.020332 | 0.21111 | 0.24265 | 0.061203 | 0.25064 | 0.20312
| SPS1 | CH | Space water and process heat boiler capacity additions in Services sectors¦Hydrogen | GWth/yr. | 0 | 0 | 0 | 3.434e-05 | 0.014658 | 0.044098 | 0.064986 | 0.04299 | 0.035273 | 2.5535e-06 | 8.1785e-06 | 0.012807
| SPS1 | CH | Space water and process heat boiler capacity additions in Services sectors¦Hydrogen¦Hydrogen boiler | GWth/yr. | 0 | 0 | 0 | 3.434e-05 | 0.014658 | 0.044098 | 0.064986 | 0.04299 | 0.035273 | 2.5535e-06 | 8.1785e-06 | 0.012807
| SPS1 | CH | Domestic hydrogen production capacity additions | GW-H2/yr. | 0.0002015 | 0.00010445 | 1.6308e-06 | 0.0033066 | 0.5028 | 0.085021 | 0.056641 | 0.30371 | 0.45583 | 0.51615 | 0.1166 | 0.19214
| SPS1 | CH | Domestic hydrogen production capacity additions¦Electricity | GW-H2/yr. | 0.0002015 | 0.00010445 | 1.6308e-06 | 0.0033065 | 0.5028 | 0.08502 | 0.05664 | 0.13588 | 0.45583 | 0.4886 | 0.11073 | 0.18292
| SPS1 | CH | Domestic hydrogen production capacity additions¦Electricity¦PEM electrolysis small-medium scale | GW-H2/yr. | 0.0002015 | 0.00010445 | 1.6308e-06 | 0.0033044 | 0.50279 | 0.08481 | 0.056571 | 0.13573 | 0.45565 | 0.48832 | 0.11068 | 0.18232
| SPS1 | CH | Domestic hydrogen production capacity additions¦Electricity¦PEM electrolysis large scale | GW-H2/yr. | 0 | 0 | 0 | 2.1054e-06 | 1.692e-05 | 4.4544e-05 | 1.6143e-05 | 1.4681e-05 | 8.8238e-06 | 5.1535e-05 | 1.755e-06 | 5.3256e-05
| SPS1 | CH | Domestic hydrogen production capacity additions¦Electricity¦SOEC electrolysis | GW-H2/yr. | 0 | 0 | 0 | 0 | 0 | 0.00016592 | 5.3617e-05 | 0.00013614 | 0.00017183 | 0.00023156 | 4.6948e-05 | 0.00055155
| SPS1 | CH | Domestic hydrogen production capacity additions¦Gas | GW-H2/yr. | 0 | 0 | 0 | 1.0388e-07 | 3.0307e-07 | 5.6979e-07 | 1.0806e-06 | 6.3763e-05 | 1.3902e-06 | 2.737e-05 | 2.5794e-06 | 0.00010626
| SPS1 | CH | Domestic hydrogen production capacity additions¦Gas¦SMR-ATR Reforming | GW-H2/yr. | 0 | 0 | 0 | 1.0388e-07 | 3.0307e-07 | 3.9401e-07 | 6.6108e-07 | 3.557e-05 | 1.0344e-06 | 1.9931e-05 | 1.8318e-06 | 7.4317e-05
| SPS1 | CH | Domestic hydrogen production capacity additions¦Gas¦SMR-ATR Reforming CCS | GW-H2/yr. | 0 | 0 | 0 | 0 | 0 | 1.7578e-07 | 4.1949e-07 | 2.8193e-05 | 3.5582e-07 | 7.4391e-06 | 7.4755e-07 | 3.1943e-05
| SPS1 | CH | Domestic hydrogen production capacity additions¦Wood | GW-H2/yr. | 0 | 0 | 0 | 0 | 0 | 0 | 0 | 0.16776 | 2.5384e-06 | 0.027514 | 0.0058761 | 0.0091112
| SPS1 | CH | Domestic hydrogen production capacity additions¦Wood¦Gasification | GW-H2/yr. | 0 | 0 | 0 | 0 | 0 | 0 | 0 | 1.4156e-05 | 3.1053e-07 | 4.8049e-06 | 3.1267e-07 | 2.1883e-05
| SPS1 | CH | Domestic hydrogen production capacity additions¦Wood¦Gasification CCS | GW-H2/yr. | 0 | 0 | 0 | 0 | 0 | 0 | 0 | 0.16774 | 2.2278e-06 | 0.027509 | 0.0058758 | 0.0090894
| SPS1 | CH | Other fuel synthesis capacity additions | GW-output/yr.
| SPS1 | CH | Other fuel synthesis capacity additions¦Domestic biodiesel production¦Wood¦Fischer Tropsch | GW-output/yr. | 4.5078e-08 | 2.4738e-08 | 2.0731e-08 | 4.6022e-08 | 8.8065e-06 | 6.0072e-07 | 4.8303e-07 | 6.8823e-06 | 1.1682e-06 | 1.1071e-05 | 2.5179e-07 | 2.7014e-05
| SPS1 | CH | Other fuel synthesis capacity additions¦Domestic biodiesel production¦Wood¦Fischer Tropsch CCS | GW-output/yr. | 0 | 0 | 0 | 0 | 0 | 7.7328e-06 | 7.6012e-07 | 0.18858 | 0.013239 | 1.6531e-07 | 2.7864e-06 | 0.19175
| SPS1 | CH | Other fuel synthesis capacity additions¦Domestic ethanol production¦Wood¦Ethanol reactor | GW-output/yr. | 0.004834 | 5.4644e-08 | 8.065e-08 | 5.5532e-08 | 4.5271e-07 | 2.5234e-06 | 3.7e-06 | 4.6195e-06 | 3.9563e-07 | 8.4552e-06 | 5.0388e-07 | 2.2213e-05
| SPS1 | CH | Other fuel synthesis capacity additions¦Domestic ethanol production¦Wood¦Ethanol reactor with CCS | GW-output/yr. | 0 | 0 | 0 | 0 | 0 | 5.327e-06 | 5.7429e-07 | 3.7642e-06 | 1.0096e-07 | 9.0198e-06 | 1.748e-07 | 2.086e-05
| SPS1 | CH | Other fuel synthesis capacity additions¦Domestic biogas production¦Manure¦Fermentation | GW-output/yr. | 0.04933 | 0.083025 | 0.030042 | 1.3677e-06 | 2.3008e-06 | 0.060863 | 0.096422 | 0.086325 | 0.0080656 | 0.052801 | 0.096422 | 0.086338
| SPS1 | CH | Other fuel synthesis capacity additions¦Domestic biogas production¦Wastes¦Renewable¦Gasification | GW-output/yr. | 0.0040966 | 0.021524 | 1.1728e-07 | 0.072849 | 0.11685 | 0.016917 | 0.16469 | 0.073455 | 0.10109 | 0.050162 | 0.16469 | 0.07345
| SPS1 | CH | Other fuel synthesis capacity additions¦Domestic biogas production¦Wastes¦Renewable¦Gasification CCS | GW-output/yr. | 0 | 0 | 0 | 0 | 0 | 0 | 0 | 0 | 0 | 0 | 0 | 0
| SPS1 | CH | Other fuel synthesis capacity additions¦Domestic biogas production¦Wastes¦Renewable¦Hydrothermal gasification | GW-output/yr. | 0 | 0 | 0 | 0 | 0 | 9.8158e-06 | 1.7398e-06 | 2.3903e-05 | 1.2283e-07 | 2.872e-07 | 1.8398e-07 | 4.0427e-05
| SPS1 | CH | Other fuel synthesis capacity additions¦Domestic biogas production¦Wastes¦Renewable¦Hydrothermal gasification CCS | GW-output/yr. | 0 | 0 | 0 | 0 | 0 | 3.1154e-06 | 3.3888e-07 | 1.2094e-05 | 1.9724e-08 | 1.4558e-07 | 2.1138e-07 | 1.5022e-05
| SPS1 | CH | Other fuel synthesis capacity additions¦Domestic biogas production¦Wood¦Gasification | GW-output/yr. | 2.3493e-07 | 8.1907e-06 | 1.1627e-06 | 1.2755e-05 | 2.7279e-06 | 2.823e-07 | 5.5587e-06 | 5.8132e-06 | 4.043e-07 | 7.6033e-06 | 2.198e-06 | 2.7764e-05
| SPS1 | CH | Other fuel synthesis capacity additions¦Domestic biogas production¦Wood¦Gasification CCS | GW-output/yr. | 0 | 0 | 0 | 0 | 0 | 8.5841e-06 | 1.9141e-06 | 9.7596e-06 | 4.3341e-08 | 9.054e-06 | 3.087e-07 | 2.2753e-05
| SPS1 | CH | Other fuel synthesis capacity additions¦Biomethane production from biogas upgrade | GW-output/yr. | 0.014317 | 0.088582 | 6.856e-08 | 7.8134e-08 | 4.2653e-07 | 0.031617 | 0.060366 | 0.1061 | 0.088443 | 0.027432 | 0.060367 | 0.10612
| SPS1 | CH | Other fuel synthesis capacity additions¦Domestic wood to pellet production¦Pellets | GW-output/yr. | 0.16113 | 0.047233 | 7.0964e-07 | 1.5255e-06 | 0.17231 | 0.19374 | 0.09396 | 4.7084e-06 | 0.12833 | 0.23267 | 0.089254 | 4.5349e-06
| SPS1 | CH | Other fuel synthesis capacity additions¦Domestic PtG and PtL production¦PtG¦PtG gas | GW-output/yr. | 0 | 0 | 0 | 1.9001e-07 | 8.1099e-07 | 4.616e-05 | 2.5071e-06 | 0.00019613 | 0.12563 | 0.30498 | 0.02473 | 0.030541
| SPS1 | CH | Other fuel synthesis capacity additions¦Domestic PtG and PtL production¦PtL¦PtL Diesel | GW-output/yr. | 0 | 0 | 0 | 3.8243e-07 | 2.0691e-06 | 0.00020889 | 1.215e-06 | 2.2425e-06 | 1.8121e-06 | 0.00014194 | 2.4953e-06 | 0.00017171
| SPS1 | CH | Other fuel synthesis capacity additions¦Domestic PtG and PtL production¦PtL¦PtL Gasoline | GW-output/yr. | 0 | 0 | 0 | 1.7955e-07 | 2.0523e-06 | 0.04068 | 1.0867e-06 | 0.0026634 | 1.1192e-06 | 0.0078512 | 1.9118e-06 | 0.0009264

## check
| 2020 | 2022 | 2025 | 2030 | 2040 | 2050
Final energy consumption | 695.7983 | 686.3921 | 685.2375 | 629.1408 | 585.9368 | 564.3391
Industry | 142.2174 | 141.1565 | 142.6732 | 144.0929 | 142.6761 | 142.0435
Services | 140.1011 | 139.7969 | 142.829 | 136.272 | 133.7301 | 132.1748
Residential | 217.2894 | 218.1509 | 218.5923 | 213.9119 | 207.9881 | 198.6442
Transport | 196.1904 | 187.2879 | 181.1431 | 134.8639 | 101.5425 | 91.4766
Fuel input to energy conversion and DAC | 509.5497 | 498.7541 | 507.7104 | 540.1482 | 552.1793 | 477.6183
Electricity and heat | 493.243 | 476.0075 | 482.7786 | 516.9354 | 513.6219 | 440.0282
Biofuel production | 16.3018 | 22.7397 | 24.925 | 23.167 | 23.1464 | 22.627
Hydrogen production | 0.0049221 | 0.0068886 | 0.006766 | 0.045736 | 15.4111 | 14.9632
DAC | 0 | 0 | 0 | 0 | 0 | 1.6678e-05
Total Primary energy consumption | 962.4021 | 960.6154 | 925.139 | 880.5265 | 829.229 | 764.2297
Domestic production | 300.186 | 293.9274 | 331.4755 | 376.7993 | 422.0761 | 435.7422
Imports | 779.3861 | 702.3463 | 658.0942 | 573.2485 | 456.3853 | 364.1016
Exports | 117.17 | 35.6583 | 64.4306 | 69.5214 | 49.2324 | 35.6141