## Variable_List
Variable | Description | Unit | Comment
Primary Production | Domestic primary production of resources | PJ/yr.
Imports | Imports of energy carriers | PJ/yr.
Exports | Exports of energy carriers | PJ/yr.
Electricity generation | Domestic electricity generation | PJ/yr.
Heat generation from CHPs and heat plants | Domestic heat production from CHPs (District heating CHPs or onsite CHPs) and heat plants | PJ/yr.
Fuel input for electricity generation | Fuel input allocated to domestic electricity generation only | PJ/yr.
Fuel input for heat generation from CHPs and heat plants | Fuel input allocated to domestic heat production from CHPs and heat plants only | PJ/yr.
Efficiency of power plants (electric) | Average annual efficiency of power plants and CHPs for electricity production only | % | The thermal efficiency of CHPs can be inferred from the Heat to Electricity production ratio, but it can also be provided; the average efficiency differs from the technical efficiency as it includes efficiency losses due to part load operation
Efficiency of heat plants (thermal) | Average annual efficiency of heat plants | % | It is the annual marketed efficiency including part load efficiency losses and differs from the full load nominal technical efficiency; for heat pumps refers to COP
Domestic biodiesel production | Domestic production of biodiesel | PJ/yr.
Heat from domestic biodiesel production | Heat produced as byproduct from biodiesel production and fed into the district heating network | PJ/yr.
Fuel input for domestic biodiesel production | Fuel input for the domestic production of biodiesel | PJ/yr.
Efficiency for domestic biodiesel production | Average annual efficiency for biodiesel and heat production | %
Domestic ethanol production | Domestic production of ethanol | PJ/yr.
Fuel input for domestic ethanol production | Fuel input for the domestic production of ethanol | PJ/yr.
Efficiency for domestic ethanol production | Average annual efficiency for domestic production of ethanol | %
Domestic biogas production | Domestic production of biogas and biogenic syngas | PJ/yr.
Electricity from domestic biogas production | Electriicty produced as byproduct from biogas production and fed into the grid | PJ/yr.
Heat from domestic biogas production | Heat produced as byproduct from biogas production and fed into the district heating network | PJ/yr.
Fuel input for domestic biogas production | Fuel input for domestic biogas production | PJ/yr.
Efficiency for domestic biogas production | Average annual efficiency for biogas production (accounting for byproduct production) | %
Domestic hydrogen production | Domestic hydrogen production | PJ/yr.
Fuel input for hydrogen production | Fuel input for deomstic hydrogen production | PJ/yr.
Efficiency for hydrogen production | Average annual efficiency for hydrogen production | % | Including losses due to part load operation
Biomethane production from biogas upgrade | Production of domestic biomethane from biogas | PJ/yr. | One technology only fuel output is biomethane
Fuel input for biogas upgrade to biomethane | Use of biogas for upgrade to biomethane | PJ/yr. | One technology only fuel input is biogas
Efficiency for biomethane production from biogas upgrade | Average annual efficiency of biogas to biomethane upgrade | PJ/yr. | One technology only fuel input is biogas, fuel output is biomethane
Domestic PtG and PtL production | Domestic production of power-to-gas and power-to-liquids | PJ/yr.
Fuel input for domestic PtG and PtL production | Fuel used for domestic PtG and PtL production (excl. CO2) | PJ/yr.
Efficiency for domestic PtG and PtL production | Average annual efficiency for PtG and PtL processes (excl. CO2 consumption) | %
CO2 input for domestic PtG and PtL production | CO2 input for domestic PtG and PtL production | Mt/yr. | The distinction of the source of CO2 (biogenic or fossil) is also provided and can be proportionally allocated to the technologies for PtG and PtL
Domestic wood to pellet production | Wood conversion to pellet domestic production output | PJ/yr. | One technology only , input is wood output is pellet
Fuel input for wood to pellet production | Wood conversion to pellet domestic production - input wood required | PJ/yr. | One technology only , input is wood output is pellet
Efficiency for wood to pellet production | Average annual efficiency of wood to pellet conversion | %
Fuel consumption in industry sectors | Fuel consumption in industry by fuel and technology | PJ/yr. | This unfortunately it will change when the new industrial sectors will be integrated into STEM
Process and space heating production in industry sectors | Energy service demand provided in the form of process and space heating in industry | PJ/yr. | This unfortunately it will change when the new industrial sectors will be integrated into STEM
Efficiency in industry sectors | Boilers efficiency and COP of heat pumps in the industrial sectors | % | This unfortunately it will change when the new industrial sectors will be integrated into STEM
Fuel consumption in Services sectors | Fuel consumption in services sectors by fuel and technology | PJ/yr.
Space water and process heat production in Services sectors | Production of energy service demand for space, water and process heat in Services sectors | PJ/yr.
Efficiency in Services sectors | Boilers efficiency and COP of heat pumps in the Services sectors | %
Fuel consumption in Residential sector | Fuel consumption for residential space and water heating (differentiated) by fuel and technology | PJ/yr.
Space and water heat production in Residential sector | Space and water heat production by technology in residential sectors | PJ/yr.
Efficiency in Residential sector | Average annual efficiency of residential boilers including part load lossess | %
Fuel consumption in cars | Fuel consumption in cars | PJ/yr. | The alternative fuels consumption is provided for totals but it can be proportionally allocated to cars
Cars mileage | Annual km driven by cars per car type and fuel | billion km/yr.
Cars efficiency | Average annual efficiency across all the stock of the same car type | km/MJ | Some extreme values are artefacts from the solution (very small numbers close to zero in consumption or mileage or both)
Fuel consumption in urban buses | Fuel consumption in urban buses (not trolleybuses) | PJ/yr.
Urban buses mileage | Annual km driven per urban bus type and fuel | billion km/yr. | Some extreme values are artefacts from the solution (very small numbers close to zero in consumption or mileage or both)
Urban buses efficiency | Average annual efficiency across all the stock of the same urban bus type | km/MJ
Fuel consumption in coaches | Fuel consumption in coaches | PJ/yr.
Coaches mileage | Annual km driven per coach type and fuel | billion km/yr. | Some extreme values are artefacts from the solution (very small numbers close to zero in consumption or mileage or both)
Coaches efficiency | Average annual efficiency across all the stock of the same coach type | km/MJ
Fuel consumption in trolleybuses | Fuel consumption in trolleybuses | PJ/yr.
Trolleybuses mileage | Annual km driven by trolleybus type and fuel | billion km/yr.
Trolleybuses efficiency | Average annual efficiency across all the stock of the same trolleybus type | km/MJ
Fuel consumption in trams | Fuel consumption in trams | PJ/yr.
Trams mileage | Annual km driven by trams and fuel | billion km/yr.
Trams efficiency | Average annual efficiency across all the stock of the same tram type | km/MJ
Fuel consumption in motorised two wheelers | Fuel consumption in two wheelers by fuel and size | PJ/yr.
Motorised two wheelers mileage | Annual km driven by type and fuel | billion km/yr.
Motorised two wheelers efficiency | Average annual efficiency across all the stock of the same two wheelers type | km/MJ
Fuel consumption in light duty vehicles | Fuel consumption in light duty vehicles by fuel and size | PJ/yr.
Light duty vehicles mileage | Annual km driven by type and fuel | billion km/yr.
Light duty vehicles efficiency | Average annual efficiency across all the stock of the same light duty vehicles type | km/MJ
Fuel consumption in heavy duty vehicles | Fuel consumption in heavy duty vehicles by fuel and size | PJ/yr.
Heavy duty vehicles mileage | Annual km driven by type and fuel | billion km/yr.
Heavy duty vehicles efficiency | Average annual efficiency across all the stock of the same heavy duty vehicles type | km/MJ
Fuel consumption in other transport | Fuel consumption in other transport | PJ/yr.
Other transport mileage | Annual km driven in other transprot | billion km/yr. or PJ/yr.
Other transport efficiency | Average annual efficiency across all the stock of the same other transport type | km/MJ or %
Direct CO2 emissions from fuel combustion and industrial processes | Direct CO2 emissions from fuel combustion and industrial processes | Mt/yr.
CO2 storage and utilisation | Quantities of CO2 domestically stored or utilised, or exported | Mt/yr.
Direct air capture | Consumption for DAC (electricity, heat) and CO2 captured from DAC | PJ/yr.
Primary Energy Consumption | Total domestic energy consumption (= production + imports - exports) | PJ/yr.
Electricity generation capacity | Net install electricity and CHP generatoin capacity | GWe/yr.
Space heating boiler capacity in Residential sector | Capacity of boilers and heat pumps in the residential sector for space heating | GWth/yr.
Process and space heating capacity in industry sectors | Capacity of industrial boilers and heat pumps for process and space heating production | GWth/yr.
Space water and process heat boiler capacity in Services sectors | Capacity of boilers and heat pumps for process and space heating production in services sector | GWth/yr.
Cars stock | Stock of cars per engine type and size | Million
Urban buses stock | Stock of urban buses per engine type and size | Thousands
Coaches stock | Stock of coaches per engine type and size | Thousands
Light duty vehicles stock | Stock of light duty vehicles per engine type | Thousands
Heavy duty vehicles stock | Stock of trucks (heavy duty vehicles) per engine type | Thousands
Domestic hydrogen production capacity | Domestic hydrogen producton capacity by technology | GW-H2/yr.
Other fuel synthesis capacity | Production capacity for synthetic fuels (biogenic or e-fuels) in terms of output product | GW-output/yr.
Electricity generation capacity additions | Newly installed capacity for electricity generation (incl. CHPs) - the capacity additions are reported for the whole period represented under the milestone year | GWe/yr.
Cars stock additions additions | New car registrations - the number in a year is cummulative registrations for the period represented under this year | Million
Urban buses stock additions | New urban buses registrations - the number in a year is cummulative registrations for the period represented under this year | Million
Coaches stock additions | New coaches registrations - the number in a year is cummulative registrations for the period represented under this year
Light duty vehicles stock additions | New light duty vehicle registrations - the number in a year is cummulative registrations for the period represented under this year
Heavy duty vehicles stock additions | New heavy duty vehicle registrations - the number in a year is cummulative registrations for the period represented under this year
Space and water heat boiler capacity additions in Residential sector | Newly installed capacity - the capacity additions are reported for the whole period represented under the milestone year | GWth/yr.
Process and space heating capacity additions in industry sectors | Newly installed capacity - the capacity additions are reported for the whole period represented under the milestone year | GWth/yr.
Space water and process heat boiler capacity additions in Services sectors | Newly installed capacity - the capacity additions are reported for the whole period represented under the milestone year | GWth/yr.
Domestic hydrogen production capacity additions | Newly installed capacity - the capacity additions are reported for the whole period represented under the milestone year | GW-H2/yr.
Other fuel synthesis capacity additions | Newly installed capacity - the capacity additions are reported for the whole period represented under the milestone year | GW-output/yr.

## SPS1
Model | Scenario | Region | Variable | Unit | 2020 | 2022 | 2025 | 2030 | 2035 | 2040 | 2045 | 2050 | 2055 | 2060 | 2065 | 2070
STEM | SPS1 | CH | Primary Production | PJ/yr. | 301.549 | 296.999 | 329.4063 | 375.6944 | 432.604 | 513.2502 | 572.6224 | 619.3064 | 620.8633 | 630.0165 | 623.0095 | 627.867
STEM | SPS1 | CH | Primary Production¦Wood | PJ/yr. | 46.3339 | 50.4815 | 50.4815 | 50.4922 | 50.4924 | 53.8696 | 66.8302 | 68.102 | 68.1019 | 68.1019 | 68.1019 | 68.1019
STEM | SPS1 | CH | Primary Production¦Wood¦Waste wood | PJ/yr. | 11.1119 | 11.9529 | 13.3572 | 15.6562 | 16.4246 | 17.1137 | 17.7717 | 18.4297 | 18.3412 | 18.2527 | 18.1642 | 18.0757
STEM | SPS1 | CH | Primary Production¦Wood¦Wood residues | PJ/yr. | 7.5117 | 7.5432 | 7.5904 | 7.669 | 7.669 | 7.6691 | 7.669 | 7.6691 | 7.669 | 7.669 | 7.669 | 7.6691
STEM | SPS1 | CH | Primary Production¦Wood¦Wood from landscape maintenance | PJ/yr. | 3.1683 | 3.4957 | 3.9868 | 4.8054 | 4.8054 | 4.8054 | 4.8054 | 4.8054 | 4.8054 | 4.8054 | 4.8054 | 4.8054
STEM | SPS1 | CH | Primary Production¦Wood¦Wood from Forest (hard wood) | PJ/yr. | 24.542 | 27.4897 | 25.5471 | 22.3615 | 21.5934 | 24.2815 | 36.5841 | 37.1978 | 37.2862 | 37.3748 | 37.4633 | 37.5517
STEM | SPS1 | CH | Primary Production¦Waste | PJ/yr. | 70.0327 | 70.3265 | 70.1065 | 69.1407 | 69.0408 | 78.2269 | 80.5563 | 83.8281 | 81.4687 | 81.53 | 81.5171 | 81.5956
STEM | SPS1 | CH | Primary Production¦Waste¦Non renewable waste | PJ/yr. | 35.9319 | 36.2257 | 36.0035 | 35.04 | 34.9376 | 37.2523 | 37.6966 | 39.2217 | 36.8622 | 36.2611 | 36.2468 | 36.2832
STEM | SPS1 | CH | Primary Production¦Waste¦Renewable waste | PJ/yr. | 34.1008 | 34.1007 | 34.103 | 34.1007 | 34.1032 | 40.9746 | 42.8597 | 44.6064 | 44.6066 | 45.269 | 45.2703 | 45.3123
STEM | SPS1 | CH | Primary Production¦Manure | PJ/yr. | 3.7982 | 11.2824 | 12.5404 | 12.5405 | 12.5405 | 12.5762 | 13.0379 | 23.4537 | 23.4537 | 23.4537 | 23.4537 | 23.4541
STEM | SPS1 | CH | Primary Production¦Hydro | PJ/yr. | 149.4306 | 125.6222 | 136.8247 | 151.9097 | 152.8449 | 155.2498 | 157.2831 | 159.5567 | 160.8203 | 168.0941 | 161.908 | 164.2511
STEM | SPS1 | CH | Primary Production¦Hydro¦Large hydro | PJ/yr. | 66.7457 | 49.7989 | 68.8737 | 67.4852 | 69.6026 | 72.2003 | 74.3842 | 74.8361 | 74.8361 | 74.8361 | 74.8361 | 74.8361
STEM | SPS1 | CH | Primary Production¦Hydro¦Run-of-river hydro | PJ/yr. | 66.6325 | 55.7641 | 65.6029 | 67.1572 | 66.8838 | 66.1146 | 65.5315 | 67.1347 | 67.1347 | 67.1347 | 67.1347 | 67.1348
STEM | SPS1 | CH | Primary Production¦Hydro¦Pump storage | PJ/yr. | 16.0524 | 20.0592 | 2.3481 | 17.2673 | 16.3585 | 16.935 | 17.3674 | 17.5859 | 18.8495 | 26.1232 | 19.9371 | 22.2802
STEM | SPS1 | CH | Primary Production¦Solar | PJ/yr. | 12.5565 | 16.5224 | 32.0958 | 50.0856 | 84.7923 | 133.0941 | 161.3578 | 177.5004 | 180.0014 | 180.0015 | 180.0015 | 180.0032
STEM | SPS1 | CH | Primary Production¦Wind | PJ/yr. | 0.52413 | 0.54542 | 0.5033 | 2.0504 | 3.636 | 4.6801 | 10.3222 | 11.737 | 11.7389 | 11.7418 | 11.7418 | 11.75
STEM | SPS1 | CH | Primary Production¦Ambient heat | PJ/yr. | 18.8731 | 22.2187 | 26.854 | 39.4754 | 59.2572 | 75.5485 | 82.332 | 93.2147 | 95.2785 | 97.0937 | 96.2855 | 98.7112
STEM | SPS1 | CH | Primary Production¦Geothermal | PJ/yr. | 0 | 0 | 0 | 0 | 0 | 0.0049733 | 0.9028 | 1.9138 | 0 | 0 | 0 | 0
STEM | SPS1 | CH | Imports | PJ/yr. | 779.7274 | 701.8009 | 609.0074 | 547.2826 | 411.9255 | 283.1257 | 164.6547 | 144.9244 | 149.5908 | 171.2505 | 175.9819 | 181.4819
STEM | SPS1 | CH | Imports¦Coal | PJ/yr. | 3.6601 | 3.5648 | 0.043441 | 0.0092041 | 0.0060501 | 0.0073994 | 0.0035656 | 6.068e-05 | 9.844e-05 | 0.0001117 | 0.00011583 | 0.00015758
STEM | SPS1 | CH | Imports¦Oil | PJ/yr. | 310.4546 | 286.8419 | 221.2351 | 175.452 | 108.3454 | 80.1121 | 88.0948 | 97.903 | 96.3997 | 97.6057 | 98.7432 | 100.3009
STEM | SPS1 | CH | Imports¦Oil¦Fossil liquids | PJ/yr. | 304.3192 | 280.707 | 215.0997 | 164.53 | 84.963 | 37.7208 | 15.8529 | 0 | 0.0013043 | 0.001575 | 0.0016494 | 0.0027024
STEM | SPS1 | CH | Imports¦Oil¦Fossil liquids¦Light fuel oil | PJ/yr. | 101.9043 | 88.2225 | 76.538 | 63.0462 | 27.5033 | 9.4965 | 4.7139 | 0 | 0.0011571 | 0.0014163 | 0.0014785 | 0.0024466
STEM | SPS1 | CH | Imports¦Oil¦Fossil liquids¦Heavy fuel oil | PJ/yr. | 2.7764 | 2.7644 | 0.014766 | 0.003425 | 0.004798 | 0.008781 | 0.0040063 | 0 | 0 | 0 | 0 | 0
STEM | SPS1 | CH | Imports¦Oil¦Fossil liquids¦Motor Diesel | PJ/yr. | 119.1447 | 112.686 | 68.1194 | 52.4993 | 33.3337 | 19.8248 | 5.4507 | 0 | 4.8951e-05 | 5.257e-05 | 5.703e-05 | 8.4779e-05
STEM | SPS1 | CH | Imports¦Oil¦Fossil liquids¦Motor Gasoline | PJ/yr. | 79.3848 | 75.6291 | 68.5788 | 46.3975 | 21.7606 | 6.6259 | 4.068 | 0 | 5.0739e-05 | 5.3579e-05 | 5.8817e-05 | 9.0297e-05
STEM | SPS1 | CH | Imports¦Oil¦Fossil liquids¦Kerosene (excl. international aviation) | PJ/yr. | 1.1091 | 1.405 | 1.8488 | 2.5836 | 2.3606 | 1.7649 | 1.6164 | 0 | 4.7476e-05 | 5.2536e-05 | 5.4972e-05 | 8.0705e-05
STEM | SPS1 | CH | Imports¦Oil¦Synthetic liquids | PJ/yr. | 6.1354 | 6.135 | 6.1354 | 10.922 | 23.3825 | 42.3913 | 72.2419 | 97.903 | 96.3984 | 97.6041 | 98.7415 | 100.2982
STEM | SPS1 | CH | Imports¦Oil¦Synthetic liquids¦Total¦Motor diesel | PJ/yr. | 1.8158 | 1.8123 | 3.2009 | 3.2326 | 3.2485 | 3.243 | 3.2455 | 1.4765 | -0.096467 | 0.38207 | -0.040109 | -0.018165
STEM | SPS1 | CH | Imports¦Oil¦Synthetic liquids¦Total¦Motor Gasoline | PJ/yr. | 4.3193 | 4.3224 | 2.9344 | 2.3814 | 1.6019 | 0.51701 | 0.31008 | 0.86195 | 1.112 | 0.94626 | 0.94083 | 0.91261
| SPS1 | CH | Imports¦Oil¦Synthetic liquids¦Total¦Kerosene | PJ/yr. | 0.00034115 | 0.00028351 | 0.00017839 | 5.308 | 18.532 | 38.6313 | 68.6863 | 95.5646 | 95.3829 | 96.2758 | 97.8408 | 99.4038
STEM | SPS1 | CH | Imports¦Oil¦Synthetic liquids¦Bioliquids¦Total | PJ/yr. | 6.1354 | 6.135 | 6.1354 | 10.922 | 10.1425 | 22.292 | 42.1869 | 71.0248 | 96.3984 | 96.8929 | 97.1765 | 98.7352
STEM | SPS1 | CH | Imports¦Oil¦Synthetic liquids¦Bioliquids¦Biodiesel | PJ/yr. | 1.8158 | 1.8123 | 3.2009 | 3.2326 | 3.2326 | 3.243 | 3.2455 | 1.4765 | -0.096467 | 0.38207 | -0.040109 | -0.018165
STEM | SPS1 | CH | Imports¦Oil¦Synthetic liquids¦Bioliquids¦Ethanol | PJ/yr. | 4.3193 | 4.3224 | 2.9344 | 2.3814 | 1.6019 | 0.51701 | 0.31008 | 0.86195 | 1.112 | 0.94626 | 0.94083 | 0.91261
| SPS1 | CH | Imports¦Oil¦Synthetic liquids¦Bioliquids¦Biokerosene | PJ/yr. | 0.00034115 | 0.00028351 | 0.00017839 | 5.308 | 5.308 | 18.532 | 38.6313 | 68.6863 | 95.3829 | 95.5646 | 96.2758 | 97.8408
STEM | SPS1 | CH | Imports¦Oil¦Synthetic liquids¦PtL¦Total | PJ/yr. | 0 | 0 | 0 | 0 | 13.2399 | 20.0993 | 30.055 | 26.8783 | 0 | 0.71124 | 1.565 | 1.563
STEM | SPS1 | CH | Imports¦Oil¦Synthetic liquids¦PtL¦PtL Diesel | PJ/yr. | 0 | 0 | 0 | 0 | 0.01592 | 0 | 0 | 0 | 0 | 0 | 0 | 0
STEM | SPS1 | CH | Imports¦Oil¦Synthetic liquids¦PtL¦PtL Gasoline | PJ/yr. | 0 | 0 | 0 | 0 | 0 | 0 | 0 | 0 | 0 | 0 | 0 | 0
| SPS1 | CH | Imports¦Oil¦Synthetic liquids¦PtL¦PtL Kerosene | PJ/yr. | 0 | 0 | 0 | 0 | 13.224 | 20.0993 | 30.055 | 26.8783 | 0 | 0.71124 | 1.565 | 1.563
STEM | SPS1 | CH | Imports¦Gas | PJ/yr. | 117.5042 | 106.7205 | 113.0992 | 104.3847 | 85.7686 | 56.235 | 25.5777 | 2.1057 | 3.6104 | 3.4603 | 4.0311 | 4.1668
STEM | SPS1 | CH | Imports¦Gas¦Fossil gases¦Total | PJ/yr. | 117.5042 | 106.72 | 113.0992 | 101.7824 | 82.7278 | 53.8569 | 22.9989 | 0.00015127 | 0.00024403 | 0.00026037 | 0.00028747 | 0.00042028
STEM | SPS1 | CH | Imports¦Gas¦Fossil gases¦Natural gas | PJ/yr. | 117.5042 | 106.72 | 113.0992 | 101.7732 | 82.7132 | 53.8412 | 22.9842 | 3.4897e-05 | 5.2732e-05 | 5.3268e-05 | 5.9162e-05 | 8.9315e-05
STEM | SPS1 | CH | Imports¦Gas¦Fossil gases¦Liquified Natural Gas | PJ/yr. | 0 | 0 | 0 | 0.0091417 | 0.014676 | 0.015669 | 0.014726 | 0.00011638 | 0.00019129 | 0.0002071 | 0.0002283 | 0.00033097
STEM | SPS1 | CH | Imports¦Gas¦Synthetic gases | PJ/yr. | 0 | 0.00048621 | 1.6367e-05 | 2.6023 | 3.0408 | 2.3781 | 2.5788 | 2.1055 | 3.6101 | 3.4601 | 4.0308 | 4.1664
STEM | SPS1 | CH | Imports¦Gas¦Synthetic gases¦Biogases | PJ/yr. | 0 | 0.00048621 | 1.6367e-05 | 2.6023 | 2.6023 | 2.3781 | 2.5788 | 2.1055 | 3.0408 | 3.4601 | 3.6101 | 4.0308
STEM | SPS1 | CH | Imports¦Gas¦Synthetic gases¦Biogases¦Biogas | PJ/yr. | 0 | 0.00048621 | 1.6367e-05 | 2.6023 | 2.6023 | 2.3781 | 2.5788 | 2.1055 | 3.0408 | 3.4601 | 3.6101 | 4.0308
STEM | SPS1 | CH | Imports¦Gas¦Synthetic gases¦PtG | PJ/yr. | 0 | 0 | 0 | 0 | 0.43849 | 0 | 0 | 0 | 0.56933 | 0 | 0.42067 | 0.13555
STEM | SPS1 | CH | Imports¦Gas¦Synthetic gases¦PtG¦PtG gas | PJ/yr. | 0 | 0 | 0 | 0 | 0.43849 | 0 | 0 | 0 | 0.56933 | 0 | 0.42067 | 0.13555
STEM | SPS1 | CH | Imports¦Nuclear fuel | PJ/yr. | 250.9484 | 254.3919 | 224.1754 | 221.4491 | 173.2621 | 99.9763 | 0 | 0 | 8.6721 | 33.7792 | 35.9652 | 39.8864
STEM | SPS1 | CH | Imports¦Electricity | PJ/yr. | 97.1601 | 50.2818 | 50.4542 | 45.9876 | 44.5433 | 46.6264 | 50.1081 | 44.9156 | 40.9086 | 36.405 | 37.2422 | 37.1276
STEM | SPS1 | CH | Imports¦Electricity¦Austria | PJ/yr. | 15.0138 | 0.13905 | 0.069561 | 0.075811 | 0.038614 | 0.031416 | 2.0592 | 4.5638 | 5.3148 | 5.6867 | 5.5935 | 5.5658
STEM | SPS1 | CH | Imports¦Electricity¦France | PJ/yr. | 28.9486 | 22.7558 | 27.7325 | 20.4448 | 26.7661 | 28.8735 | 35.5476 | 32.6718 | 31.8757 | 29.1718 | 30.1533 | 29.993
STEM | SPS1 | CH | Imports¦Electricity¦Germany | PJ/yr. | 46.3985 | 27.3836 | 22.649 | 25.4654 | 17.7363 | 17.7194 | 12.4998 | 7.6785 | 3.7166 | 1.5445 | 1.4936 | 1.5655
STEM | SPS1 | CH | Imports¦Electricity¦Italy | PJ/yr. | 6.7991 | 0.0033184 | 0.0031175 | 0.001682 | 0.0021749 | 0.0020228 | 0.0016188 | 0.0015169 | 0.0015574 | 0.0019902 | 0.0018388 | 0.0032302
STEM | SPS1 | CH | Imports¦Hydrogen | PJ/yr. | 0 | 0 | 0 | 0 | 0 | 0.16857 | 0.87046 | 3.821e-05 | 4.9133e-05 | 5.2648e-05 | 5.8389e-05 | 8.5535e-05
STEM | SPS1 | CH | Exports | PJ/yr. | 117.1701 | 35.5181 | 54.2459 | 47.9876 | 46.5432 | 48.6264 | 47.4794 | 46.9156 | 42.9086 | 38.405 | 39.2422 | 39.1276
STEM | SPS1 | CH | Exports¦Electricity | PJ/yr. | 117.1701 | 35.5181 | 54.2459 | 47.9876 | 46.5432 | 48.6264 | 47.4794 | 46.9156 | 42.9086 | 38.405 | 39.2422 | 39.1276
STEM | SPS1 | CH | Exports¦Electricity¦Austria | PJ/yr. | 6.2296 | 0.0050466 | 0.0071319 | 0.0018625 | 0.0022113 | 0.0019399 | 0.0013 | 0.0011633 | 0.0010112 | 0.0011226 | 0.0010674 | 0.0018321
STEM | SPS1 | CH | Exports¦Electricity¦France | PJ/yr. | 12.7534 | 0.004043 | 0.0040043 | 0.0021037 | 0.0032489 | 0.0041322 | 0.0060122 | 0.0056882 | 0.0048271 | 0.0051533 | 0.0050109 | 0.007433
STEM | SPS1 | CH | Exports¦Electricity¦Germany | PJ/yr. | 26.493 | 0.0031108 | 0.0035403 | 0.0042861 | 0.0064533 | 0.006784 | 0.0083155 | 0.0059635 | 0.0038695 | 0.0036807 | 0.0037613 | 0.0065756
STEM | SPS1 | CH | Exports¦Electricity¦Italy | PJ/yr. | 71.6941 | 35.5059 | 54.2312 | 47.9794 | 46.5313 | 48.6135 | 47.4638 | 46.9028 | 42.8989 | 38.3951 | 39.2324 | 39.1117
STEM | SPS1 | CH | Electricity generation | PJ/yr. | 251.1928 | 229.7522 | 252.7171 | 283.7953 | 304.953 | 332.8845 | 338.7765 | 361.5456 | 381.1341 | 398.2051 | 389.7428 | 396.1182
STEM | SPS1 | CH | Electricity generation¦Nuclear Fuel | PJ/yr. | 82.7601 | 83.1097 | 73.0801 | 73.053 | 57.2205 | 33.1501 | 0 | 0 | 2.5697 | 9.8242 | 10.5491 | 11.8478
STEM | SPS1 | CH | Electricity generation¦Nuclear Fuel¦Nuclear power plants | PJ/yr. | 82.7601 | 83.1097 | 73.0801 | 73.053 | 57.2205 | 33.1501 | 0 | 0 | 2.5697 | 9.8242 | 10.5491 | 11.8478
STEM | SPS1 | CH | Electricity generation¦Hydro | PJ/yr. | 146.2201 | 121.6103 | 136.3551 | 148.4562 | 149.5732 | 151.8628 | 153.8097 | 156.0396 | 157.0504 | 162.8694 | 157.9205 | 159.7951
STEM | SPS1 | CH | Electricity generation¦Hydro¦Hydro Large | PJ/yr. | 66.7457 | 49.7989 | 68.8737 | 67.4852 | 69.6026 | 72.2003 | 74.3842 | 74.8361 | 74.8361 | 74.8361 | 74.8361 | 74.8361
STEM | SPS1 | CH | Electricity generation¦Hydro¦Hydro Run of River | PJ/yr. | 66.6325 | 55.7641 | 65.6029 | 67.1572 | 66.8838 | 66.1146 | 65.5315 | 67.1347 | 67.1347 | 67.1347 | 67.1347 | 67.1348
STEM | SPS1 | CH | Electricity generation¦Hydro¦Pump storage | PJ/yr. | 12.8419 | 16.0473 | 1.8785 | 13.8138 | 13.0868 | 13.548 | 13.8939 | 14.0688 | 15.0796 | 20.8986 | 15.9497 | 17.8242
STEM | SPS1 | CH | Electricity generation¦Oil | PJ/yr. | 0.11201 | 0.17162 | 0.030505 | 0.17161 | 0.17161 | 0.17171 | 0.023766 | 6.5471e-05 | 0.0061463 | 0.0064669 | 0.0086939 | 0.013686
STEM | SPS1 | CH | Electricity generation¦Oil¦Peak devices | PJ/yr. | 0.039627 | 0.00028346 | 0.016925 | 0.001978 | 0.0026641 | 0.16868 | 0.020955 | 5.4978e-05 | 0.00025546 | 0.00030574 | 0.00032047 | 0.00050458
STEM | SPS1 | CH | Electricity generation¦Oil¦CHP Oil (for District Heating) | PJ/yr. | 0.0018265 | 0.00020902 | 0.0043617 | 0.0013155 | 0.00089009 | 0.0030218 | 0.0028112 | 1.0493e-05 | 3.984e-05 | 4.4216e-05 | 4.6042e-05 | 5.5513e-05
STEM | SPS1 | CH | Electricity generation¦Oil¦Industrial CHPs oil | PJ/yr. | 0.070553 | 0.17113 | 0.0092185 | 0.16831 | 0.16805 | 0 | 0 | 0 | 0.005851 | 0.006117 | 0.0083274 | 0.013125
STEM | SPS1 | CH | Electricity generation¦Oil¦Fossil liquids | PJ/yr. | 0.11201 | 0.17162 | 0.030505 | 0.17161 | 0.17161 | 0.17171 | 0.023766 | 6.5471e-05 | 0.0061463 | 0.0064669 | 0.0086939 | 0.013686
STEM | SPS1 | CH | Electricity generation¦Oil¦Fossil liquids¦Peak devices | PJ/yr. | 0.039627 | 0.00028346 | 0.016925 | 0.001978 | 0.0026641 | 0.16868 | 0.020955 | 5.4978e-05 | 0.00025546 | 0.00030574 | 0.00032047 | 0.00050458
STEM | SPS1 | CH | Electricity generation¦Oil¦Fossil liquids¦CHP Oil (for District Heating) | PJ/yr. | 0.0018265 | 0.00020902 | 0.0043617 | 0.0013155 | 0.00089009 | 0.0030218 | 0.0028112 | 1.0493e-05 | 3.984e-05 | 4.4216e-05 | 4.6042e-05 | 5.5513e-05
STEM | SPS1 | CH | Electricity generation¦Oil¦Fossil liquids¦Industrial CHPs oil | PJ/yr. | 0.070553 | 0.17113 | 0.0092185 | 0.16831 | 0.16805 | 0 | 0 | 0 | 0.005851 | 0.006117 | 0.0083274 | 0.013125
STEM | SPS1 | CH | Electricity generation¦Oil¦Synthetic liquids | PJ/yr. | 0 | 0 | 0 | 0 | 0 | 0 | 0 | 0 | 0 | 0 | 0 | 0
STEM | SPS1 | CH | Electricity generation¦Oil¦Synthetic liquids¦Peak devices | PJ/yr. | 0 | 0 | 0 | 0 | 0 | 0 | 0 | 0 | 0 | 0 | 0 | 0
STEM | SPS1 | CH | Electricity generation¦Oil¦Synthetic liquids¦CHP Oil (for District Heating) | PJ/yr. | 0 | 0 | 0 | 0 | 0 | 0 | 0 | 0 | 0 | 0 | 0 | 0
STEM | SPS1 | CH | Electricity generation¦Oil¦Synthetic liquids¦Industrial CHPs oil | PJ/yr. | 0 | 0 | 0 | 0 | 0 | 0 | 0 | 0 | 0 | 0 | 0 | 0
STEM | SPS1 | CH | Electricity generation¦Gas | PJ/yr. | 3.2441 | 1.8809 | 2.1898 | 2.1463 | 2.2868 | 1.863 | 1.2612 | 1.4206 | 3.1084 | 3.3875 | 3.692 | 3.7732
STEM | SPS1 | CH | Electricity generation¦Gas¦Gas turbines combined cycle | PJ/yr. | 0 | 0 | 0 | 0 | 0 | 0.00039654 | 0.00082971 | 0.0073755 | 0.012337 | 0.013257 | 0.014921 | 0.020586
STEM | SPS1 | CH | Electricity generation¦Gas¦Gas turbines open cycle | PJ/yr. | 0 | 0 | 0 | 0 | 0 | 0.00010681 | 0.00027659 | 0.0087139 | 0.012752 | 0.013223 | 0.01342 | 0.02022
STEM | SPS1 | CH | Electricity generation¦Gas¦Gas turbines combined cycle CCS | PJ/yr. | 0 | 0 | 0 | 0 | 0 | 0 | 0.00082382 | 0.011694 | 1.1507 | 1.4349 | 1.4343 | 1.4175
STEM | SPS1 | CH | Electricity generation¦Gas¦CHP Gas (for District Heating) | PJ/yr. | 0.96591 | 0.0016667 | 0.012654 | 0 | 0 | 0 | 0 | 0 | 0 | 0 | 0 | 0
STEM | SPS1 | CH | Electricity generation¦Gas¦CHP Fuel Cell Gas (for District Heating) | PJ/yr. | 0 | 0 | 0 | 0 | 0 | 0 | 0 | 0 | 0 | 0 | 0 | 0
STEM | SPS1 | CH | Electricity generation¦Gas¦Industrial CHPs gas | PJ/yr. | 0.67001 | 0.094485 | 0.060399 | 0.15282 | 0.3599 | 0.30294 | 0.091209 | 0.13602 | 0.4169 | 0.34533 | 0.42074 | 0.42078
STEM | SPS1 | CH | Electricity generation¦Gas¦Industrial CHPs gas (CCS) | PJ/yr. | 0 | 0 | 0 | 0 | 0 | 0.0067678 | 0.0075789 | 0.078704 | 0.24106 | 0.19973 | 0.24332 | 0.24335
STEM | SPS1 | CH | Electricity generation¦Gas¦Industrial CHPs fuel cells (gas reformer) | PJ/yr. | 0 | 0 | 0 | 0 | 0.0073506 | 0.0134 | 0.011242 | 0.011688 | 0.012158 | 0.012816 | 0.0060765 | 0.0060452
STEM | SPS1 | CH | Electricity generation¦Gas¦Residential single family CHPs gas | PJ/yr. | 0.022032 | 0.012219 | 0.022503 | 0.017911 | 0.014501 | 0.0078838 | 0 | 0 | 0.011466 | 0.019319 | 0.039716 | 0.0436
STEM | SPS1 | CH | Electricity generation¦Gas¦Residential single family CHPs fuel cells gas | PJ/yr. | 0 | 0 | 0 | 0 | 0 | 0 | 0 | 0 | 0.0084113 | 0.014137 | 0.014228 | 0.02456
STEM | SPS1 | CH | Electricity generation¦Gas¦Residential multi family CHPs gas | PJ/yr. | 0.032237 | 0.039571 | 0.16075 | 0.15704 | 0.15453 | 0.072097 | 0 | 0 | 0.022556 | 0.097795 | 0.17869 | 0.20464
STEM | SPS1 | CH | Electricity generation¦Gas¦Residential multi family CHPs fuel cells gas | PJ/yr. | 0 | 0 | 0 | 0 | 0 | 0 | 0 | 0 | 0.024305 | 0.035623 | 0.033156 | 0.056735
STEM | SPS1 | CH | Electricity generation¦Gas¦Services sectors CHPs (bio)gas | PJ/yr. | 0.95942 | 1.107 | 1.1358 | 1.137 | 1.1371 | 1.1371 | 1.1492 | 1.1664 | 1.1664 | 1.1665 | 1.259 | 1.2612
STEM | SPS1 | CH | Electricity generation¦Gas¦Services sectors CHPs gas | PJ/yr. | 0.59445 | 0.62599 | 0.79765 | 0.68159 | 0.61345 | 0.32226 | 0 | 0 | 0.019162 | 0.021733 | 0.02167 | 0.032553
STEM | SPS1 | CH | Electricity generation¦Gas¦Services sectors CHPs fuel cells (gas reformer) | PJ/yr. | 0 | 0 | 0 | 0 | 0 | 0 | 0 | 0 | 0.010242 | 0.013169 | 0.012793 | 0.0215
STEM | SPS1 | CH | Electricity generation¦Gas¦Fossil gases | PJ/yr. | 2.2268 | 0.7433 | 1.0218 | 0.99467 | 1.084 | 0.62809 | 0.049384 | 0.02359 | 0.10491 | 0.17375 | 0.28046 | 0.29568
STEM | SPS1 | CH | Electricity generation¦Gas¦Fossil gases¦Gas turbines combined cycle | PJ/yr. | 0 | 0 | 0 | 0 | 0 | 0.00034313 | 0.00036597 | 0.00068446 | 0.00066649 | 0.001037 | 0.0017199 | 0.0024231
STEM | SPS1 | CH | Electricity generation¦Gas¦Fossil gases¦Gas turbines open cycle | PJ/yr. | 0 | 0 | 0 | 0 | 0 | 9.2421e-05 | 0.000122 | 0.00080867 | 0.00068887 | 0.0010344 | 0.001547 | 0.00238
STEM | SPS1 | CH | Electricity generation¦Gas¦Fossil gases¦Gas turbines combined cycle CCS | PJ/yr. | 0 | 0 | 0 | 0 | 0 | 0 | 0.00036337 | 0.0010852 | 0.062161 | 0.11225 | 0.16533 | 0.16684
STEM | SPS1 | CH | Electricity generation¦Gas¦Fossil gases¦CHP Gas (for District Heating) | PJ/yr. | 0.94146 | 0.0016007 | 0.012269 | 0 | 0 | 0 | 0 | 0 | 0 | 0 | 0 | 0
STEM | SPS1 | CH | Electricity generation¦Gas¦Fossil gases¦CHP Fuel Cell Gas (for District Heating) | PJ/yr. | 0 | 0 | 0 | 0 | 0 | 0 | 0 | 0 | 0 | 0 | 0 | 0
STEM | SPS1 | CH | Electricity generation¦Gas¦Fossil gases¦Industrial CHPs gas | PJ/yr. | 0.65306 | 0.090746 | 0.058557 | 0.1506 | 0.33932 | 0.26214 | 0.040231 | 0.012623 | 0.022522 | 0.027015 | 0.048499 | 0.049528
STEM | SPS1 | CH | Electricity generation¦Gas¦Fossil gases¦Industrial CHPs gas (CCS) | PJ/yr. | 0 | 0 | 0 | 0 | 0 | 0.0058562 | 0.0033429 | 0.0073039 | 0.013022 | 0.015624 | 0.028048 | 0.028644
STEM | SPS1 | CH | Electricity generation¦Gas¦Fossil gases¦Industrial CHPs fuel cells (gas reformer) | PJ/yr. | 0 | 0 | 0 | 0 | 0.0069302 | 0.011595 | 0.0049588 | 0.0010847 | 0.0006568 | 0.0010025 | 0.00070044 | 0.00071154
STEM | SPS1 | CH | Electricity generation¦Gas¦Fossil gases¦Residential single family CHPs gas | PJ/yr. | 0.021475 | 0.011736 | 0.021817 | 0.017651 | 0.013671 | 0.006822 | 0 | 0 | 0.00061944 | 0.0015113 | 0.0045781 | 0.0051319
STEM | SPS1 | CH | Electricity generation¦Gas¦Fossil gases¦Residential single family CHPs fuel cells gas | PJ/yr. | 0 | 0 | 0 | 0 | 0 | 0 | 0 | 0 | 0.0004544 | 0.0011059 | 0.00164 | 0.0028909
STEM | SPS1 | CH | Electricity generation¦Gas¦Fossil gases¦Residential multi family CHPs gas | PJ/yr. | 0.031421 | 0.038005 | 0.15585 | 0.15475 | 0.14569 | 0.062386 | 0 | 0 | 0.0012185 | 0.0076504 | 0.020598 | 0.024087
STEM | SPS1 | CH | Electricity generation¦Gas¦Fossil gases¦Residential multi family CHPs fuel cells gas | PJ/yr. | 0 | 0 | 0 | 0 | 0 | 0 | 0 | 0 | 0.001313 | 0.0027868 | 0.0038218 | 0.006678
STEM | SPS1 | CH | Electricity generation¦Gas¦Fossil gases¦Services sectors CHPs (bio)gas | PJ/yr. | 0 | 0 | 0 | 0 | 0 | 0 | 0 | 0 | 0 | 0 | 0 | 0
STEM | SPS1 | CH | Electricity generation¦Gas¦Fossil gases¦Services sectors CHPs gas | PJ/yr. | 0.57941 | 0.60121 | 0.77333 | 0.67167 | 0.57836 | 0.27886 | 0 | 0 | 0.0010352 | 0.0017001 | 0.0024979 | 0.0038316
STEM | SPS1 | CH | Electricity generation¦Gas¦Fossil gases¦Services sectors CHPs fuel cells (gas reformer) | PJ/yr. | 0 | 0 | 0 | 0 | 0 | 0 | 0 | 0 | 0.00055328 | 0.0010302 | 0.0014746 | 0.0025307
STEM | SPS1 | CH | Electricity generation¦Gas¦Synthetic gases | PJ/yr. | 1.0172 | 1.1376 | 1.168 | 1.1517 | 1.2028 | 1.2349 | 1.2118 | 1.397 | 3.0035 | 3.2138 | 3.4116 | 3.4776
STEM | SPS1 | CH | Electricity generation¦Gas¦Synthetic gases¦Gas turbines combined cycle | PJ/yr. | 0 | 0 | 0 | 0 | 0 | 5.3411e-05 | 0.00046374 | 0.006691 | 0.011671 | 0.01222 | 0.013201 | 0.018163
STEM | SPS1 | CH | Electricity generation¦Gas¦Synthetic gases¦Gas turbines open cycle | PJ/yr. | 0 | 0 | 0 | 0 | 0 | 1.4386e-05 | 0.00015459 | 0.0079052 | 0.012063 | 0.012189 | 0.011873 | 0.01784
STEM | SPS1 | CH | Electricity generation¦Gas¦Synthetic gases¦Gas turbines combined cycle CCS | PJ/yr. | 0 | 0 | 0 | 0 | 0 | 0 | 0.00046044 | 0.010609 | 1.0885 | 1.3227 | 1.269 | 1.2506
STEM | SPS1 | CH | Electricity generation¦Gas¦Synthetic gases¦CHP Gas (for District Heating) | PJ/yr. | 0.024443 | 6.5964e-05 | 0.00038583 | 0 | 0 | 0 | 0 | 0 | 0 | 0 | 0 | 0
STEM | SPS1 | CH | Electricity generation¦Gas¦Synthetic gases¦CHP Fuel Cell Gas (for District Heating) | PJ/yr. | 0 | 0 | 0 | 0 | 0 | 0 | 0 | 0 | 0 | 0 | 0 | 0
STEM | SPS1 | CH | Electricity generation¦Gas¦Synthetic gases¦Industrial CHPs gas | PJ/yr. | 0.016955 | 0.0037395 | 0.0018415 | 0.0022252 | 0.020582 | 0.040804 | 0.050978 | 0.1234 | 0.39438 | 0.31832 | 0.37224 | 0.37126
STEM | SPS1 | CH | Electricity generation¦Gas¦Synthetic gases¦Industrial CHPs gas (CCS) | PJ/yr. | 0 | 0 | 0 | 0 | 0 | 0.00091157 | 0.0042359 | 0.0714 | 0.22804 | 0.1841 | 0.21528 | 0.21471
STEM | SPS1 | CH | Electricity generation¦Gas¦Synthetic gases¦Industrial CHPs fuel cells (gas reformer) | PJ/yr. | 0 | 0 | 0 | 0 | 0.00042037 | 0.0018049 | 0.0062836 | 0.010603 | 0.011501 | 0.011813 | 0.0053761 | 0.0053336
STEM | SPS1 | CH | Electricity generation¦Gas¦Synthetic gases¦Residential single family CHPs gas | PJ/yr. | 0.00055754 | 0.00048362 | 0.00068612 | 0.00026081 | 0.00082927 | 0.0010619 | 0 | 0 | 0.010847 | 0.017808 | 0.035138 | 0.038468
STEM | SPS1 | CH | Electricity generation¦Gas¦Synthetic gases¦Residential single family CHPs fuel cells gas | PJ/yr. | 0 | 0 | 0 | 0 | 0 | 0 | 0 | 0 | 0.0079569 | 0.013031 | 0.012588 | 0.021669
STEM | SPS1 | CH | Electricity generation¦Gas¦Synthetic gases¦Residential multi family CHPs gas | PJ/yr. | 0.00081578 | 0.0015661 | 0.0049012 | 0.0022866 | 0.0088374 | 0.0097108 | 0 | 0 | 0.021337 | 0.090144 | 0.15809 | 0.18056
STEM | SPS1 | CH | Electricity generation¦Gas¦Synthetic gases¦Residential multi family CHPs fuel cells gas | PJ/yr. | 0 | 0 | 0 | 0 | 0 | 0 | 0 | 0 | 0.022992 | 0.032837 | 0.029334 | 0.050057
STEM | SPS1 | CH | Electricity generation¦Gas¦Synthetic gases¦Services sectors CHPs (bio)gas | PJ/yr. | 0.95942 | 1.107 | 1.1358 | 1.137 | 1.1371 | 1.1371 | 1.1492 | 1.1664 | 1.1664 | 1.1665 | 1.259 | 1.2612
STEM | SPS1 | CH | Electricity generation¦Gas¦Synthetic gases¦Services sectors CHPs gas | PJ/yr. | 0.015043 | 0.024775 | 0.02432 | 0.0099246 | 0.035082 | 0.043406 | 0 | 0 | 0.018127 | 0.020033 | 0.019172 | 0.028721
STEM | SPS1 | CH | Electricity generation¦Gas¦Synthetic gases¦Services sectors CHPs fuel cells (gas reformer) | PJ/yr. | 0 | 0 | 0 | 0 | 0 | 0 | 0 | 0 | 0.0096884 | 0.012138 | 0.011318 | 0.018969
STEM | SPS1 | CH | Electricity generation¦Wastes | PJ/yr. | 8.2847 | 9.0064 | 10.0556 | 9.1374 | 9.2169 | 10.1928 | 10.574 | 12.2084 | 11.636 | 11.4024 | 11.3985 | 11.4138
STEM | SPS1 | CH | Electricity generation¦Wastes¦Wastes Incineration (electric only) | PJ/yr. | 6.507 | 7.3414 | 8.3711 | 7.3982 | 7.4919 | 7.1491 | 4.3379 | 5.1264 | 4.8881 | 4.776 | 4.7734 | 4.7802
STEM | SPS1 | CH | Electricity generation¦Wastes¦Wastes Incineration (electric only) CCS | PJ/yr. | 0 | 0 | 0 | 0 | 0 | 1.1607 | 4.3379 | 4.8959 | 4.6682 | 4.5613 | 4.5588 | 4.5653
STEM | SPS1 | CH | Electricity generation¦Wastes¦CHP Wastes (for District Heating) | PJ/yr. | 1.5476 | 1.4214 | 1.3477 | 1.4063 | 1.3957 | 1.3641 | 0.89444 | 0.75042 | 0.73977 | 0.74205 | 0.74336 | 0.74414
STEM | SPS1 | CH | Electricity generation¦Wastes¦CHP Wastes (for District Heating) CCS | PJ/yr. | 0 | 0 | 0 | 0 | 0 | 0.19422 | 0.7102 | 0.78412 | 0.74767 | 0.73053 | 0.73014 | 0.73118
STEM | SPS1 | CH | Electricity generation¦Wastes¦Industrial CHPs wastes | PJ/yr. | 0.23009 | 0.2436 | 0.33673 | 0.33298 | 0.32923 | 0.29688 | 0.0024827 | 0.00097024 | 0.0014776 | 0.001228 | 0.00061006 | 0.0003292
STEM | SPS1 | CH | Electricity generation¦Wastes¦Industrial CHPs wastes CCS | PJ/yr. | 0 | 0 | 0 | 0 | 0 | 0.027782 | 0.29117 | 0.65064 | 0.59074 | 0.59129 | 0.59226 | 0.59266
STEM | SPS1 | CH | Electricity generation¦Wastes¦Renewable¦Total | PJ/yr. | 4.0273 | 4.3814 | 4.8594 | 4.4022 | 4.4438 | 4.9341 | 5.1402 | 5.7784 | 5.5219 | 5.405 | 5.4028 | 5.4104
STEM | SPS1 | CH | Electricity generation¦Wastes¦Renewable¦Wastes Incineration (electric only) | PJ/yr. | 3.2535 | 3.6707 | 4.1856 | 3.6991 | 3.746 | 3.5745 | 2.1689 | 2.5632 | 2.444 | 2.388 | 2.3867 | 2.3901
STEM | SPS1 | CH | Electricity generation¦Wastes¦Renewable¦Wastes Incineration (electric only) CCS | PJ/yr. | 0 | 0 | 0 | 0 | 0 | 0.58036 | 2.1689 | 2.448 | 2.3341 | 2.2806 | 2.2794 | 2.2827
STEM | SPS1 | CH | Electricity generation¦Wastes¦Renewable¦CHP Wastes (for District Heating) | PJ/yr. | 0.77379 | 0.7107 | 0.67387 | 0.70315 | 0.69787 | 0.68206 | 0.44722 | 0.37521 | 0.36989 | 0.37103 | 0.37168 | 0.37207
STEM | SPS1 | CH | Electricity generation¦Wastes¦Renewable¦CHP Wastes (for District Heating) CCS | PJ/yr. | 0 | 0 | 0 | 0 | 0 | 0.097112 | 0.3551 | 0.39206 | 0.37384 | 0.36527 | 0.36507 | 0.36559
STEM | SPS1 | CH | Electricity generation¦Wastes¦Renewable¦Industrial CHPs wastes | PJ/yr. | 0 | 0 | 0 | 0 | 0 | 0 | 0 | 0 | 0 | 0 | 0 | 0
STEM | SPS1 | CH | Electricity generation¦Wastes¦Renewable¦Industrial CHPs wastes CCS | PJ/yr. | 0 | 0 | 0 | 0 | 0 | 0 | 0 | 0 | 0 | 0 | 0 | 0
STEM | SPS1 | CH | Electricity generation¦Wastes¦Non Renewable | PJ/yr. | 4.2574 | 4.625 | 5.1962 | 4.7352 | 4.7731 | 5.2587 | 5.4338 | 6.43 | 6.1141 | 5.9975 | 5.9957 | 6.0034
STEM | SPS1 | CH | Electricity generation¦Wastes¦Non Renewable¦Wastes Incineration (electric only) | PJ/yr. | 3.2535 | 3.6707 | 4.1856 | 3.6991 | 3.746 | 3.5745 | 2.1689 | 2.5632 | 2.444 | 2.388 | 2.3867 | 2.3901
STEM | SPS1 | CH | Electricity generation¦Wastes¦Non Renewable¦Wastes Incineration (electric only) CCS | PJ/yr. | 0 | 0 | 0 | 0 | 0 | 0.58036 | 2.1689 | 2.448 | 2.3341 | 2.2806 | 2.2794 | 2.2827
STEM | SPS1 | CH | Electricity generation¦Wastes¦Non Renewable¦CHP Wastes (for District Heating) | PJ/yr. | 0.77379 | 0.7107 | 0.67387 | 0.70315 | 0.69787 | 0.68206 | 0.44722 | 0.37521 | 0.36989 | 0.37103 | 0.37168 | 0.37207
STEM | SPS1 | CH | Electricity generation¦Wastes¦Non Renewable¦CHP Wastes (for District Heating) CCS | PJ/yr. | 0 | 0 | 0 | 0 | 0 | 0.097112 | 0.3551 | 0.39206 | 0.37384 | 0.36527 | 0.36507 | 0.36559
STEM | SPS1 | CH | Electricity generation¦Wastes¦Non Renewable¦Industrial CHPs wastes | PJ/yr. | 0.23009 | 0.2436 | 0.33673 | 0.33298 | 0.32923 | 0.29688 | 0.0024827 | 0.00097024 | 0.0014776 | 0.001228 | 0.00061006 | 0.0003292
STEM | SPS1 | CH | Electricity generation¦Wastes¦Non Renewable¦Industrial CHPs wastes CCS | PJ/yr. | 0 | 0 | 0 | 0 | 0 | 0.027782 | 0.29117 | 0.65064 | 0.59074 | 0.59129 | 0.59226 | 0.59266
STEM | SPS1 | CH | Electricity generation¦Wood | PJ/yr. | 0.49004 | 0.49008 | 1.5696 | 1.5741 | 1.5754 | 3.2649 | 5.2153 | 5.8875 | 5.8618 | 5.8875 | 5.8876 | 5.8887
STEM | SPS1 | CH | Electricity generation¦Wood¦CHP Wood (for District Heating) | PJ/yr. | 0.31734 | 0.0017659 | 0.4271 | 0.0066858 | 0.011798 | 0.51794 | 0.96986 | 0.93126 | 0.91238 | 0.97231 | 1.026 | 1.0343
STEM | SPS1 | CH | Electricity generation¦Wood¦Biomass with CCS (BECCS) | PJ/yr. | 0 | 0 | 0 | 0 | 0 | 0.0012323 | 0.0030424 | 0.0045648 | 0.38999 | 0.41542 | 0.43822 | 0.44087
STEM | SPS1 | CH | Electricity generation¦Wood¦Industrial CHPs wood | PJ/yr. | 0.1727 | 0.48831 | 1.1425 | 1.5509 | 1.53 | 0.94499 | 0.43622 | 0.38706 | 0.01596 | 0.0078015 | 0.0070533 | 0.0074297
STEM | SPS1 | CH | Electricity generation¦Wood¦Industrial CHPs wood (CCS) | PJ/yr. | 0 | 0 | 0 | 0 | 0 | 1.6887 | 3.639 | 4.3112 | 4.2854 | 4.3112 | 4.3111 | 4.3112
STEM | SPS1 | CH | Electricity generation¦Wood¦Residential single family CHPs wood | PJ/yr. | 0 | 0 | 0 | 0.0047069 | 0.0096266 | 0.018644 | 0.019206 | 0.032056 | 0.023327 | 0.02082 | 0.018385 | 0.022819
STEM | SPS1 | CH | Electricity generation¦Wood¦Residential multi family CHPs wood | PJ/yr. | 0 | 0 | 0 | 0.0070906 | 0.01636 | 0.078048 | 0.13404 | 0.20933 | 0.2092 | 0.14517 | 0.073214 | 0.053427
STEM | SPS1 | CH | Electricity generation¦Wood¦Services sectors CHPs wood | PJ/yr. | 0 | 0 | 0 | 0.0047254 | 0.0076334 | 0.015404 | 0.01395 | 0.012047 | 0.025524 | 0.014854 | 0.013569 | 0.018646
STEM | SPS1 | CH | Electricity generation¦Wind | PJ/yr. | 0.524 | 0.54529 | 0.50317 | 2.0503 | 3.6358 | 4.68 | 10.3221 | 11.7369 | 11.7387 | 11.7417 | 11.7417 | 11.7499
STEM | SPS1 | CH | Electricity generation¦Wind¦Wind turbines | PJ/yr. | 0.524 | 0.54529 | 0.50317 | 2.0503 | 3.6358 | 4.68 | 10.3221 | 11.7369 | 11.7387 | 11.7417 | 11.7417 | 11.7499
STEM | SPS1 | CH | Electricity generation¦Solar | PJ/yr. | 9.355 | 12.8214 | 28.8007 | 46.7392 | 79.2967 | 122.9243 | 148.8727 | 163.143 | 168.8044 | 174.0861 | 168.8474 | 171.4996
STEM | SPS1 | CH | Electricity generation¦Solar¦Solar PV (large scale) | PJ/yr. | 0 | 0 | 0.002085 | 0.34398 | 2.3203 | 15.872 | 22.8458 | 29.254 | 28.0856 | 26.1892 | 13.4063 | 8.1294
STEM | SPS1 | CH | Electricity generation¦Solar¦Solar PV (Industry) | PJ/yr. | 3.518 | 4.8486 | 8.1897 | 9.6059 | 19.7845 | 20.7939 | 21.8546 | 22.9694 | 24.1411 | 25.3725 | 26.6668 | 28.027
STEM | SPS1 | CH | Electricity generation¦Solar¦Solar PV (Residential single family) | PJ/yr. | 2.1349 | 3.3907 | 10.8598 | 18.9163 | 19.8908 | 20.9059 | 34.6895 | 37.8925 | 39.8254 | 41.8569 | 43.992 | 46.2361
STEM | SPS1 | CH | Electricity generation¦Solar¦Solar PV (Residential multi family) | PJ/yr. | 0.86248 | 1.2876 | 5.8107 | 13.4607 | 32.6618 | 37.6257 | 40.3416 | 42.3995 | 44.5623 | 46.8354 | 49.2245 | 51.7355
STEM | SPS1 | CH | Electricity generation¦Solar¦Solar PV (Services) | PJ/yr. | 2.8396 | 3.2945 | 3.9384 | 4.4123 | 4.6394 | 27.7268 | 29.1412 | 30.6277 | 32.19 | 33.8321 | 35.5578 | 37.3717
STEM | SPS1 | CH | Electricity generation¦Geothermal | PJ/yr. | 0 | 0 | 0 | 0 | 0 | 0 | 0.13467 | 0.32641 | 0.31066 | 0.1474 | 0.28629 | 0.21068
STEM | SPS1 | CH | Electricity generation¦Geothermal¦Deep geothermal | PJ/yr. | 0 | 0 | 0 | 0 | 0 | 0 | 0.13467 | 0.32641 | 0.31066 | 0.1474 | 0.28629 | 0.21068
STEM | SPS1 | CH | Electricity generation¦Hydrogen | PJ/yr. | 0 | 0 | 0 | 0.011447 | 0.54655 | 0.4419 | 0.44007 | 2.2997 | 3.1921 | 3.2496 | 4.576 | 4.5817
STEM | SPS1 | CH | Electricity generation¦Hydrogen¦CHP Fuel Cell Hydrogen (for District Heating) | PJ/yr. | 0 | 0 | 0 | 0 | 0 | 0.05107 | 0.053634 | 0.79309 | 0.7935 | 0.84018 | 1.1356 | 1.1405
STEM | SPS1 | CH | Electricity generation¦Hydrogen¦Industrial CHPs fuel cells (hydrogen) | PJ/yr. | 0 | 0 | 0 | 0 | 0.51303 | 0.35792 | 0.35802 | 1.42 | 2.258 | 2.2861 | 3.2554 | 3.2556
STEM | SPS1 | CH | Electricity generation¦Hydrogen¦Services sectors CHPs fuel cells (hydrogen) | PJ/yr. | 0 | 0 | 0 | 0.011447 | 0.033524 | 0.032903 | 0.028416 | 0.086573 | 0.14064 | 0.12337 | 0.18494 | 0.18567
STEM | SPS1 | CH | Electricity generation¦Electricity storage (non hydro) | PJ/yr. | 0.20284 | 0.11651 | 0.13249 | 0.45565 | 1.4295 | 4.333 | 8.1231 | 8.4834 | 16.8559 | 15.6028 | 14.835 | 15.3441
STEM | SPS1 | CH | Electricity generation¦Electricity storage (non hydro)¦CAES | PJ/yr. | 0.094894 | 0.021006 | 0.037327 | 0.094464 | 0.072083 | 0.068862 | 0.094448 | 0.027566 | 0.094515 | 0.094578 | 0.094545 | 0.09466
STEM | SPS1 | CH | Electricity generation¦Electricity storage (non hydro)¦Battery storage large size centralised | PJ/yr. | 0.028549 | 0.021658 | 0.021353 | 0.025878 | 0.64594 | 0.67686 | 0.67782 | 0.6783 | 1.4925 | 1.6824 | 1.6859 | 1.957
STEM | SPS1 | CH | Electricity generation¦Electricity storage (non hydro)¦Battery storage medium size centralised | PJ/yr. | 0.025736 | 0.020024 | 0.019808 | 0.024648 | 0.18776 | 2.8438 | 6.4567 | 7.0405 | 14.2367 | 12.7331 | 11.8649 | 12.1003
STEM | SPS1 | CH | Electricity generation¦Electricity storage (non hydro)¦Batteries in industry | PJ/yr. | 0.0086925 | 0.0087177 | 0.0087651 | 0.056028 | 0.10718 | 0.15962 | 0.14947 | 0.15313 | 0.25047 | 0.24335 | 0.30554 | 0.26731
STEM | SPS1 | CH | Electricity generation¦Electricity storage (non hydro)¦Batteries in residential single family houses | PJ/yr. | 0.018203 | 0.01826 | 0.018299 | 0.093759 | 0.13865 | 0.17444 | 0.2427 | 0.21757 | 0.29211 | 0.31479 | 0.33758 | 0.3363
STEM | SPS1 | CH | Electricity generation¦Electricity storage (non hydro)¦Batteries in residential multi-family houses | PJ/yr. | 0.018256 | 0.018312 | 0.018359 | 0.095073 | 0.16524 | 0.24228 | 0.29963 | 0.22076 | 0.29497 | 0.321 | 0.32811 | 0.3534
STEM | SPS1 | CH | Electricity generation¦Electricity storage (non hydro)¦Batteries in Services sector | PJ/yr. | 0.0085107 | 0.0085331 | 0.0085783 | 0.065801 | 0.11267 | 0.16712 | 0.20234 | 0.14555 | 0.19464 | 0.2136 | 0.21844 | 0.23509
STEM | SPS1 | CH | Heat generation from CHPs and heat plants | PJ/yr. | 31.0885 | 37.5205 | 37.8553 | 33.7914 | 34.0595 | 34.4701 | 37.2768 | 42.3804 | 44.461 | 51.548 | 53.2317 | 56.6662
STEM | SPS1 | CH | Heat generation from CHPs and heat plants¦District heating | PJ/yr. | 24.509 | 29.2318 | 28.8293 | 24.1221 | 24.593 | 24.702 | 25.6137 | 27.5153 | 29.5202 | 36.6768 | 37.6244 | 40.9323
STEM | SPS1 | CH | Heat generation from CHPs and heat plants¦District heating¦CHP | PJ/yr. | 17.5723 | 13.5991 | 13.5685 | 12.8068 | 12.3807 | 14.4775 | 15.575 | 16.325 | 16.2474 | 15.9855 | 16.6961 | 16.7337
STEM | SPS1 | CH | Heat generation from CHPs and heat plants¦District heating¦CHP¦Oil | PJ/yr. | 0.0093935 | 0.0010749 | 0.022432 | 0.0067652 | 0.0045776 | 0.015541 | 0.014458 | 5.3963e-05 | 0.00020489 | 0.00022739 | 0.00023679 | 0.0002855
STEM | SPS1 | CH | Heat generation from CHPs and heat plants¦District heating¦CHP¦Oil¦CHP Oil (for District Heating) | PJ/yr. | 0.0093935 | 0.0010749 | 0.022432 | 0.0067652 | 0.0045776 | 0.015541 | 0.014458 | 5.3963e-05 | 0.00020489 | 0.00022739 | 0.00023679 | 0.0002855
STEM | SPS1 | CH | Heat generation from CHPs and heat plants¦District heating¦CHP¦Oil¦Fossil liquids¦CHP Oil (for District Heating) | PJ/yr. | 0.0093935 | 0.0010749 | 0.022432 | 0.0067652 | 0.0045776 | 0.015541 | 0.014458 | 5.3963e-05 | 0.00020489 | 0.00022739 | 0.00023679 | 0.0002855
STEM | SPS1 | CH | Heat generation from CHPs and heat plants¦District heating¦CHP¦Oil¦Synthetic liquids¦CHP Oil (for District Heating) | PJ/yr. | 0 | 0 | 0 | 0 | 0 | 0 | 0 | 0 | 0 | 0 | 0 | 0
STEM | SPS1 | CH | Heat generation from CHPs and heat plants¦District heating¦CHP¦Gas | PJ/yr. | 1.8036 | 0.0032026 | 0.025347 | 0 | 0 | 0 | 0 | 0 | 0 | 0 | 0 | 0
STEM | SPS1 | CH | Heat generation from CHPs and heat plants¦District heating¦CHP¦Gas¦CHP Gas (for District Heating) | PJ/yr. | 1.8036 | 0.0032026 | 0.025347 | 0 | 0 | 0 | 0 | 0 | 0 | 0 | 0 | 0
STEM | SPS1 | CH | Heat generation from CHPs and heat plants¦District heating¦CHP¦Gas¦CHP Fuel Cell Gas (for District Heating) | PJ/yr. | 0 | 0 | 0 | 0 | 0 | 0 | 0 | 0 | 0 | 0 | 0 | 0
| SPS1 | CH | Heat generation from CHPs and heat plants¦District heating¦CHP¦Gas¦Fossil gases | PJ/yr. | 1.758 | 0.0030759 | 0.024574 | 0 | 0 | 0 | 0 | 0 | 0 | 0 | 0 | 0
STEM | SPS1 | CH | Heat generation from CHPs and heat plants¦District heating¦CHP¦Gas¦Fossil gases¦CHP Gas (for District Heating) | PJ/yr. | 1.758 | 0.0030759 | 0.024574 | 0 | 0 | 0 | 0 | 0 | 0 | 0 | 0 | 0
STEM | SPS1 | CH | Heat generation from CHPs and heat plants¦District heating¦CHP¦Gas¦Fossil gases¦CHP Fuel Cell Gas (for District Heating) | PJ/yr. | 0 | 0 | 0 | 0 | 0 | 0 | 0 | 0 | 0 | 0 | 0 | 0
| SPS1 | CH | Heat generation from CHPs and heat plants¦District heating¦CHP¦Gas¦Synthetic gases | PJ/yr. | 0.045641 | 0.00012675 | 0.00077281 | 0 | 0 | 0 | 0 | 0 | 0 | 0 | 0 | 0
STEM | SPS1 | CH | Heat generation from CHPs and heat plants¦District heating¦CHP¦Gas¦Synthetic gases¦CHP Gas (for District Heating) | PJ/yr. | 0.045641 | 0.00012675 | 0.00077281 | 0 | 0 | 0 | 0 | 0 | 0 | 0 | 0 | 0
STEM | SPS1 | CH | Heat generation from CHPs and heat plants¦District heating¦CHP¦Gas¦Synthetic gases¦CHP Fuel Cell Gas (for District Heating) | PJ/yr. | 0 | 0 | 0 | 0 | 0 | 0 | 0 | 0 | 0 | 0 | 0 | 0
STEM | SPS1 | CH | Heat generation from CHPs and heat plants¦District heating¦CHP¦Wastes | PJ/yr. | 14.4615 | 13.1209 | 12.4038 | 12.7799 | 12.3432 | 13.0433 | 12.9558 | 11.8515 | 11.3006 | 11.0416 | 11.0356 | 11.0513
STEM | SPS1 | CH | Heat generation from CHPs and heat plants¦District heating¦CHP¦Wastes¦CHP Wastes (for District Heating) | PJ/yr. | 14.4615 | 13.1209 | 12.4038 | 12.7799 | 12.3432 | 11.2209 | 6.4778 | 4.9042 | 4.6762 | 4.5691 | 4.5665 | 4.573
STEM | SPS1 | CH | Heat generation from CHPs and heat plants¦District heating¦CHP¦Wastes¦CHP Wastes (for District Heating) CCS | PJ/yr. | 0 | 0 | 0 | 0 | 0 | 1.8223 | 6.478 | 6.9473 | 6.6244 | 6.4725 | 6.4691 | 6.4783
STEM | SPS1 | CH | Heat generation from CHPs and heat plants¦District heating¦CHP¦Wastes¦Renewable | PJ/yr. | 7.2308 | 6.5604 | 6.2019 | 6.3899 | 6.1716 | 6.5216 | 6.4779 | 5.9258 | 5.6503 | 5.5208 | 5.5178 | 5.5256
STEM | SPS1 | CH | Heat generation from CHPs and heat plants¦District heating¦CHP¦Wastes¦Renewable¦CHP Wastes (for District Heating) | PJ/yr. | 7.2308 | 6.5604 | 6.2019 | 6.3899 | 6.1716 | 5.6105 | 3.2389 | 2.4521 | 2.3381 | 2.2845 | 2.2833 | 2.2865
STEM | SPS1 | CH | Heat generation from CHPs and heat plants¦District heating¦CHP¦Wastes¦Renewable¦CHP Wastes (for District Heating) CCS | PJ/yr. | 0 | 0 | 0 | 0 | 0 | 0.91117 | 3.239 | 3.4736 | 3.3122 | 3.2363 | 3.2345 | 3.2391
STEM | SPS1 | CH | Heat generation from CHPs and heat plants¦District heating¦CHP¦Wastes¦Non Renewable | PJ/yr. | 7.2308 | 6.5604 | 6.2019 | 6.3899 | 6.1716 | 6.5216 | 6.4779 | 5.9258 | 5.6503 | 5.5208 | 5.5178 | 5.5256
STEM | SPS1 | CH | Heat generation from CHPs and heat plants¦District heating¦CHP¦Wastes¦Non Renewable¦CHP Wastes (for District Heating) | PJ/yr. | 7.2308 | 6.5604 | 6.2019 | 6.3899 | 6.1716 | 5.6105 | 3.2389 | 2.4521 | 2.3381 | 2.2845 | 2.2833 | 2.2865
STEM | SPS1 | CH | Heat generation from CHPs and heat plants¦District heating¦CHP¦Wastes¦Non Renewable¦CHP Wastes (for District Heating) CCS | PJ/yr. | 0 | 0 | 0 | 0 | 0 | 0.91117 | 3.239 | 3.4736 | 3.3122 | 3.2363 | 3.2345 | 3.2391
STEM | SPS1 | CH | Heat generation from CHPs and heat plants¦District heating¦CHP¦Wood | PJ/yr. | 1.2978 | 0.4739 | 1.117 | 0.020188 | 0.032976 | 1.3566 | 2.5384 | 3.4726 | 3.9453 | 3.8835 | 4.2273 | 4.243
STEM | SPS1 | CH | Heat generation from CHPs and heat plants¦District heating¦CHP¦Wood¦CHP Wood (for District Heating) | PJ/yr. | 1.2978 | 0.4739 | 1.117 | 0.020188 | 0.032976 | 1.3566 | 2.5384 | 3.4726 | 3.9453 | 3.8835 | 4.2273 | 4.243
STEM | SPS1 | CH | Heat generation from CHPs and heat plants¦District heating¦CHP¦Hydrogen | PJ/yr. | 0 | 0 | 0 | 0 | 0 | 0.062014 | 0.066404 | 1.0008 | 1.0013 | 1.0602 | 1.433 | 1.4392
STEM | SPS1 | CH | Heat generation from CHPs and heat plants¦District heating¦CHP¦Hydrogen¦CHP Fuel Cell Hydrogen (for District Heating) | PJ/yr. | 0 | 0 | 0 | 0 | 0 | 0.062014 | 0.066404 | 1.0008 | 1.0013 | 1.0602 | 1.433 | 1.4392
STEM | SPS1 | CH | Heat generation from CHPs and heat plants¦District heating¦Heat plants | PJ/yr. | 6.9367 | 15.6328 | 15.2608 | 11.3153 | 12.2122 | 10.2246 | 10.0388 | 11.1903 | 13.2728 | 20.6913 | 20.9283 | 24.1986
STEM | SPS1 | CH | Heat generation from CHPs and heat plants¦District heating¦Heat plants¦Gas | PJ/yr. | 2.6347 | 3.0294 | 2.0581 | 0.90181 | 0.90181 | 0.90182 | 0.90182 | 0.90183 | 0.90184 | 0.90186 | 0.90233 | 1.0096
STEM | SPS1 | CH | Heat generation from CHPs and heat plants¦District heating¦Heat plants¦Gas¦Heat plant gas | PJ/yr. | 2.6347 | 3.0294 | 2.0581 | 0.90181 | 0.90181 | 0.90182 | 0.90182 | 0.90183 | 0.90184 | 0.90186 | 0.90233 | 1.0096
| SPS1 | CH | Heat generation from CHPs and heat plants¦District heating¦Heat plants¦Gas¦Fossil gases | PJ/yr. | 1.7329 | 2.1276 | 1.1563 | 0 | 0 | 0 | 0 | 0 | 0 | 0 | 0 | 0
STEM | SPS1 | CH | Heat generation from CHPs and heat plants¦District heating¦Heat plants¦Gas¦Fossil gases¦Heat plant gas | PJ/yr. | 1.7329 | 2.1276 | 1.1563 | 0 | 0 | 0 | 0 | 0 | 0 | 0 | 0 | 0
| SPS1 | CH | Heat generation from CHPs and heat plants¦District heating¦Heat plants¦Gas¦Synthetic gases | PJ/yr. | 0.9018 | 0.9018 | 0.9018 | 0.90181 | 0.90181 | 0.90182 | 0.90182 | 0.90183 | 0.90184 | 0.90186 | 0.90233 | 1.0096
STEM | SPS1 | CH | Heat generation from CHPs and heat plants¦District heating¦Heat plants¦Gas¦Synthetic gases¦Heat plant gas | PJ/yr. | 0.9018 | 0.9018 | 0.9018 | 0.90181 | 0.90181 | 0.90182 | 0.90182 | 0.90183 | 0.90184 | 0.90186 | 0.90233 | 1.0096
STEM | SPS1 | CH | Heat generation from CHPs and heat plants¦District heating¦Heat plants¦Nuclear fuel | PJ/yr. | 2.9001 | 7.6028 | 7.5962 | 2.2987 | 1.3854 | 0 | 0 | 0 | 2.0744 | 9.3354 | 9.3354 | 9.3353
STEM | SPS1 | CH | Heat generation from CHPs and heat plants¦District heating¦Heat plants¦Nuclear fuel¦Heat plant nuclear | PJ/yr. | 2.9001 | 7.6028 | 7.5962 | 2.2987 | 1.3854 | 0 | 0 | 0 | 2.0744 | 9.3354 | 9.3354 | 9.3353
STEM | SPS1 | CH | Heat generation from CHPs and heat plants¦District heating¦Heat plants¦Oil | PJ/yr. | 0.18409 | 0.18571 | 0.051218 | 0.054232 | 0.0030674 | 0.00098821 | 0.0011642 | 6.8425e-05 | 3.6836e-05 | 3.2078e-05 | 3.1364e-05 | 2.4135e-05
STEM | SPS1 | CH | Heat generation from CHPs and heat plants¦District heating¦Heat plants¦Oil¦Heat plant oil | PJ/yr. | 0.18409 | 0.18571 | 0.051218 | 0.054232 | 0.0030674 | 0.00098821 | 0.0011642 | 6.8425e-05 | 3.6836e-05 | 3.2078e-05 | 3.1364e-05 | 2.4135e-05
| SPS1 | CH | Heat generation from CHPs and heat plants¦District heating¦Heat plants¦Fossil liquids | PJ/yr. | 0.18409 | 0.18571 | 0.051218 | 0.054232 | 0.0030674 | 0.00098821 | 0.0011642 | 6.8425e-05 | 3.6836e-05 | 3.2078e-05 | 3.1364e-05 | 2.4135e-05
STEM | SPS1 | CH | Heat generation from CHPs and heat plants¦District heating¦Heat plants¦Fossil liquids¦Heat plant oil | PJ/yr. | 0.18409 | 0.18571 | 0.051218 | 0.054232 | 0.0030674 | 0.00098821 | 0.0011642 | 6.8425e-05 | 3.6836e-05 | 3.2078e-05 | 3.1364e-05 | 2.4135e-05
| SPS1 | CH | Heat generation from CHPs and heat plants¦District heating¦Heat plants¦Synthetic liquids | PJ/yr. | 0 | 0 | 0 | 0 | 0 | 0 | 0 | 0 | 0 | 0 | 0 | 0
STEM | SPS1 | CH | Heat generation from CHPs and heat plants¦District heating¦Heat plants¦Synthetic liquids¦Heat plant oil | PJ/yr. | 0 | 0 | 0 | 0 | 0 | 0 | 0 | 0 | 0 | 0 | 0 | 0
STEM | SPS1 | CH | Heat generation from CHPs and heat plants¦District heating¦Heat plants¦Wood | PJ/yr. | 1.2178 | 1.0991 | 1.7268 | 3.5881 | 4.0229 | 3.1129 | 2.4087 | 1.8638 | 1.4422 | 1.116 | 0.86357 | 1.1234
STEM | SPS1 | CH | Heat generation from CHPs and heat plants¦District heating¦Heat plants¦Wood¦Heat plant wood | PJ/yr. | 1.2178 | 1.0991 | 1.7268 | 3.5881 | 4.0229 | 3.1129 | 2.4087 | 1.8638 | 1.4422 | 1.116 | 0.86357 | 1.1234
STEM | SPS1 | CH | Heat generation from CHPs and heat plants¦District heating¦Heat plants¦Solar | PJ/yr. | 0 | 0 | 0 | 0.00031988 | 0.00054544 | 0.00057966 | 0.0006245 | 0.0011373 | 0.001148 | 0.0012217 | 0.0012993 | 0.0029349
STEM | SPS1 | CH | Heat generation from CHPs and heat plants¦District heating¦Heat plants¦Solar¦Heat plant solar | PJ/yr. | 0 | 0 | 0 | 0.00031988 | 0.00054544 | 0.00057966 | 0.0006245 | 0.0011373 | 0.001148 | 0.0012217 | 0.0012993 | 0.0029349
STEM | SPS1 | CH | Heat generation from CHPs and heat plants¦District heating¦Heat plants¦Geothermal | PJ/yr. | 0 | 0 | 0 | 0 | 0 | 0.0042273 | 0.0042474 | 0.0043112 | 0.0043191 | 0.0043651 | 0.0044768 | 0.0082205
STEM | SPS1 | CH | Heat generation from CHPs and heat plants¦District heating¦Heat plants¦Geothermal¦Heat plant deep geothermal | PJ/yr. | 0 | 0 | 0 | 0 | 0 | 0.0042273 | 0.0042474 | 0.0043112 | 0.0043191 | 0.0043651 | 0.0044768 | 0.0082205
STEM | SPS1 | CH | Heat generation from CHPs and heat plants¦District heating¦Heat plants¦Electricity | PJ/yr. | 0 | 3.7158 | 3.8285 | 4.4722 | 5.8985 | 6.2041 | 6.7222 | 8.4192 | 8.8489 | 9.3325 | 9.8212 | 12.7191
STEM | SPS1 | CH | Heat generation from CHPs and heat plants¦District heating¦Heat plants¦Electricity¦Heat pump electric | PJ/yr. | 0 | 3.7158 | 3.8285 | 4.4722 | 5.8985 | 6.2041 | 6.7222 | 8.4192 | 8.8489 | 9.3325 | 9.8212 | 12.7191
STEM | SPS1 | CH | Heat generation from CHPs and heat plants¦On-site CHPs | PJ/yr. | 6.5795 | 8.2887 | 9.026 | 9.6693 | 9.4665 | 9.7681 | 11.6631 | 14.865 | 14.9408 | 14.8712 | 15.6073 | 15.7339
STEM | SPS1 | CH | Heat generation from CHPs and heat plants¦On-site CHPs¦Oil | PJ/yr. | 0.93002 | 2.0681 | 0.096247 | 1.2959 | 0.8332 | 0 | 0 | 0 | 0.01297 | 0.01356 | 0.01846 | 0.029095
STEM | SPS1 | CH | Heat generation from CHPs and heat plants¦On-site CHPs¦Oil¦Industrial CHPs oil | PJ/yr. | 0.93002 | 2.0681 | 0.096247 | 1.2959 | 0.8332 | 0 | 0 | 0 | 0.01297 | 0.01356 | 0.01846 | 0.029095
| SPS1 | CH | Heat generation from CHPs and heat plants¦On-site CHPs¦Oil¦Fossil liquids | PJ/yr. | 0.93002 | 2.0681 | 0.096247 | 1.2959 | 0.8332 | 0 | 0 | 0 | 0.01297 | 0.01356 | 0.01846 | 0.029095
STEM | SPS1 | CH | Heat generation from CHPs and heat plants¦On-site CHPs¦Oil¦Fossil liquids¦Industrial CHPs oil | PJ/yr. | 0.93002 | 2.0681 | 0.096247 | 1.2959 | 0.8332 | 0 | 0 | 0 | 0.01297 | 0.01356 | 0.01846 | 0.029095
| SPS1 | CH | Heat generation from CHPs and heat plants¦On-site CHPs¦Oil¦Synthetic liquids | PJ/yr. | 0 | 0 | 0 | 0 | 0 | 0 | 0 | 0 | 0 | 0 | 0 | 0
STEM | SPS1 | CH | Heat generation from CHPs and heat plants¦On-site CHPs¦Oil¦Synthetic liquids¦Industrial CHPs oil | PJ/yr. | 0 | 0 | 0 | 0 | 0 | 0 | 0 | 0 | 0 | 0 | 0 | 0
STEM | SPS1 | CH | Heat generation from CHPs and heat plants¦On-site CHPs¦Gas | PJ/yr. | 3.0538 | 2.5526 | 2.9862 | 2.8013 | 3.0041 | 2.0375 | 1.1606 | 1.3029 | 1.9595 | 2.0389 | 2.4504 | 2.5987
STEM | SPS1 | CH | Heat generation from CHPs and heat plants¦On-site CHPs¦Gas¦Industrial CHPs gas | PJ/yr. | 0.81366 | 0.10821 | 0.073514 | 0.16647 | 0.58574 | 0.34312 | 0.10206 | 0.15034 | 0.46078 | 0.38169 | 0.46503 | 0.46508
STEM | SPS1 | CH | Heat generation from CHPs and heat plants¦On-site CHPs¦Gas¦Industrial CHPs gas (CCS) | PJ/yr. | 0 | 0 | 0 | 0 | 0 | 0.0076653 | 0.0084802 | 0.086988 | 0.26643 | 0.22075 | 0.26894 | 0.26897
STEM | SPS1 | CH | Heat generation from CHPs and heat plants¦On-site CHPs¦Gas¦Industrial CHPs fuel cells (gas reformer) | PJ/yr. | 0 | 0 | 0 | 0 | 0.0034899 | 0.0060238 | 0.0047952 | 0.0047161 | 0.0049058 | 0.0051712 | 0.0024519 | 0.0024393
STEM | SPS1 | CH | Heat generation from CHPs and heat plants¦On-site CHPs¦Gas¦Residential single family CHPs gas | PJ/yr. | 0.053041 | 0.02912 | 0.052806 | 0.040941 | 0.032854 | 0.017704 | 0 | 0 | 0.041732 | 0.070243 | 0.11474 | 0.14384
STEM | SPS1 | CH | Heat generation from CHPs and heat plants¦On-site CHPs¦Gas¦Residential single family CHPs fuel cells gas | PJ/yr. | 0 | 0 | 0 | 0 | 0 | 0 | 0 | 0 | 0 | 0 | 0 | 0
STEM | SPS1 | CH | Heat generation from CHPs and heat plants¦On-site CHPs¦Gas¦Residential multi family CHPs gas | PJ/yr. | 0.070032 | 0.085128 | 0.34072 | 0.32454 | 0.31548 | 0.14538 | 0 | 0 | 0.092993 | 0.26368 | 0.41793 | 0.51615
STEM | SPS1 | CH | Heat generation from CHPs and heat plants¦On-site CHPs¦Gas¦Residential multi family CHPs fuel cells gas | PJ/yr. | 0 | 0 | 0 | 0 | 0 | 0 | 0 | 0 | 0 | 0 | 0 | 0
STEM | SPS1 | CH | Heat generation from CHPs and heat plants¦On-site CHPs¦Gas¦Services sectors CHPs (bio)gas | PJ/yr. | 1.4244 | 1.5798 | 1.523 | 1.3611 | 1.1977 | 1.0343 | 1.0453 | 1.0609 | 1.0609 | 1.061 | 1.1451 | 1.1471
STEM | SPS1 | CH | Heat generation from CHPs and heat plants¦On-site CHPs¦Gas¦Services sectors CHPs gas | PJ/yr. | 0.69264 | 0.75034 | 0.99616 | 0.90828 | 0.86882 | 0.48339 | 0 | 0 | 0.028743 | 0.032599 | 0.032505 | 0.048829
STEM | SPS1 | CH | Heat generation from CHPs and heat plants¦On-site CHPs¦Gas¦Services sectors CHPs fuel cells (gas reformer) | PJ/yr. | 0 | 0 | 0 | 0 | 0 | 0 | 0 | 0 | 0.0029734 | 0.0038231 | 0.0037141 | 0.006242
STEM | SPS1 | CH | Heat generation from CHPs and heat plants¦On-site CHPs¦Gas¦Fossil gases | PJ/yr. | 1.5881 | 0.9343 | 1.4186 | 1.4193 | 1.7031 | 0.86814 | 0.050871 | 0.022462 | 0.048542 | 0.076504 | 0.15046 | 0.17085
STEM | SPS1 | CH | Heat generation from CHPs and heat plants¦On-site CHPs¦Gas¦Fossil gases¦Industrial CHPs gas | PJ/yr. | 0.79307 | 0.10393 | 0.071273 | 0.16405 | 0.55224 | 0.2969 | 0.045016 | 0.013952 | 0.024893 | 0.029859 | 0.053604 | 0.054742
STEM | SPS1 | CH | Heat generation from CHPs and heat plants¦On-site CHPs¦Gas¦Fossil gases¦Industrial CHPs gas (CCS) | PJ/yr. | 0 | 0 | 0 | 0 | 0 | 0.0066328 | 0.0037405 | 0.0080727 | 0.014393 | 0.017269 | 0.031 | 0.031659
STEM | SPS1 | CH | Heat generation from CHPs and heat plants¦On-site CHPs¦Gas¦Fossil gases¦Industrial CHPs fuel cells (gas reformer) | PJ/yr. | 0 | 0 | 0 | 0 | 0.0032903 | 0.0052124 | 0.0021151 | 0.00043767 | 0.00026502 | 0.00040453 | 0.00028263 | 0.00028711
STEM | SPS1 | CH | Heat generation from CHPs and heat plants¦On-site CHPs¦Gas¦Fossil gases¦Residential single family CHPs gas | PJ/yr. | 0.051699 | 0.027967 | 0.051196 | 0.040344 | 0.030975 | 0.015319 | 0 | 0 | 0.0022545 | 0.005495 | 0.013226 | 0.01693
STEM | SPS1 | CH | Heat generation from CHPs and heat plants¦On-site CHPs¦Gas¦Fossil gases¦Residential single family CHPs fuel cells gas | PJ/yr. | 0 | 0 | 0 | 0 | 0 | 0 | 0 | 0 | 0 | 0 | 0 | 0
STEM | SPS1 | CH | Heat generation from CHPs and heat plants¦On-site CHPs¦Gas¦Fossil gases¦Residential multi family CHPs gas | PJ/yr. | 0.06826 | 0.081759 | 0.33033 | 0.31982 | 0.29744 | 0.12579 | 0 | 0 | 0.0050237 | 0.020628 | 0.048174 | 0.060754
STEM | SPS1 | CH | Heat generation from CHPs and heat plants¦On-site CHPs¦Gas¦Fossil gases¦Residential multi family CHPs fuel cells gas | PJ/yr. | 0 | 0 | 0 | 0 | 0 | 0 | 0 | 0 | 0 | 0 | 0 | 0
STEM | SPS1 | CH | Heat generation from CHPs and heat plants¦On-site CHPs¦Gas¦Fossil gases¦Services sectors CHPs (bio)gas | PJ/yr. | 0 | 0 | 0 | 0 | 0 | 0 | 0 | 0 | 0 | 0 | 0 | 0
STEM | SPS1 | CH | Heat generation from CHPs and heat plants¦On-site CHPs¦Gas¦Fossil gases¦Services sectors CHPs gas | PJ/yr. | 0.67511 | 0.72065 | 0.96579 | 0.89506 | 0.81913 | 0.41828 | 0 | 0 | 0.0015528 | 0.0025502 | 0.0037468 | 0.0057474
STEM | SPS1 | CH | Heat generation from CHPs and heat plants¦On-site CHPs¦Gas¦Fossil gases¦Services sectors CHPs fuel cells (gas reformer) | PJ/yr. | 0 | 0 | 0 | 0 | 0 | 0 | 0 | 0 | 0.00016063 | 0.00029908 | 0.00042812 | 0.00073471
STEM | SPS1 | CH | Heat generation from CHPs and heat plants¦On-site CHPs¦Gas¦Synthetic gases | PJ/yr. | 1.4656 | 1.6183 | 1.5676 | 1.382 | 1.301 | 1.1694 | 1.1098 | 1.2805 | 1.9109 | 1.9624 | 2.2999 | 2.4278
STEM | SPS1 | CH | Heat generation from CHPs and heat plants¦On-site CHPs¦Gas¦Synthetic gases¦Industrial CHPs gas | PJ/yr. | 0.02059 | 0.0042828 | 0.0022414 | 0.0024239 | 0.033498 | 0.046215 | 0.057041 | 0.13639 | 0.43589 | 0.35183 | 0.41143 | 0.41034
STEM | SPS1 | CH | Heat generation from CHPs and heat plants¦On-site CHPs¦Gas¦Synthetic gases¦Industrial CHPs gas (CCS) | PJ/yr. | 0 | 0 | 0 | 0 | 0 | 0.0010325 | 0.0047397 | 0.078916 | 0.25204 | 0.20348 | 0.23794 | 0.23731
STEM | SPS1 | CH | Heat generation from CHPs and heat plants¦On-site CHPs¦Gas¦Synthetic gases¦Industrial CHPs fuel cells (gas reformer) | PJ/yr. | 0 | 0 | 0 | 0 | 0.00019958 | 0.00081136 | 0.0026801 | 0.0042785 | 0.0046408 | 0.0047666 | 0.0021693 | 0.0021522
STEM | SPS1 | CH | Heat generation from CHPs and heat plants¦On-site CHPs¦Gas¦Synthetic gases¦Residential single family CHPs gas | PJ/yr. | 0.0013422 | 0.0011525 | 0.00161 | 0.00059613 | 0.0018788 | 0.0023846 | 0 | 0 | 0.039478 | 0.064748 | 0.10151 | 0.12691
STEM | SPS1 | CH | Heat generation from CHPs and heat plants¦On-site CHPs¦Gas¦Synthetic gases¦Residential single family CHPs fuel cells gas | PJ/yr. | 0 | 0 | 0 | 0 | 0 | 0 | 0 | 0 | 0 | 0 | 0 | 0
STEM | SPS1 | CH | Heat generation from CHPs and heat plants¦On-site CHPs¦Gas¦Synthetic gases¦Residential multi family CHPs gas | PJ/yr. | 0.0017722 | 0.0033692 | 0.010388 | 0.0047256 | 0.018042 | 0.019581 | 0 | 0 | 0.087969 | 0.24305 | 0.36975 | 0.4554
STEM | SPS1 | CH | Heat generation from CHPs and heat plants¦On-site CHPs¦Gas¦Synthetic gases¦Residential multi family CHPs fuel cells gas | PJ/yr. | 0 | 0 | 0 | 0 | 0 | 0 | 0 | 0 | 0 | 0 | 0 | 0
STEM | SPS1 | CH | Heat generation from CHPs and heat plants¦On-site CHPs¦Gas¦Synthetic gases¦Services sectors CHPs (bio)gas | PJ/yr. | 1.4244 | 1.5798 | 1.523 | 1.3611 | 1.1977 | 1.0343 | 1.0453 | 1.0609 | 1.0609 | 1.061 | 1.1451 | 1.1471
STEM | SPS1 | CH | Heat generation from CHPs and heat plants¦On-site CHPs¦Gas¦Synthetic gases¦Services sectors CHPs gas | PJ/yr. | 0.017528 | 0.029697 | 0.030373 | 0.013225 | 0.049686 | 0.065109 | 0 | 0 | 0.02719 | 0.030049 | 0.028758 | 0.043082
STEM | SPS1 | CH | Heat generation from CHPs and heat plants¦On-site CHPs¦Gas¦Synthetic gases¦Services sectors CHPs fuel cells (gas reformer) | PJ/yr. | 0 | 0 | 0 | 0 | 0 | 0 | 0 | 0 | 0.0028128 | 0.003524 | 0.003286 | 0.0055073
STEM | SPS1 | CH | Heat generation from CHPs and heat plants¦On-site CHPs¦Wastes | PJ/yr. | 1.9352 | 1.9673 | 2.5505 | 2.2435 | 1.9429 | 1.6444 | 1.2418 | 2.2104 | 2.009 | 2.01 | 2.0112 | 2.0116
STEM | SPS1 | CH | Heat generation from CHPs and heat plants¦On-site CHPs¦Wastes¦Industrial CHPs wastes | PJ/yr. | 1.9352 | 1.9673 | 2.5505 | 2.2435 | 1.9429 | 1.5037 | 0.010499 | 0.0032913 | 0.0050123 | 0.0041655 | 0.0020695 | 0.0011167
STEM | SPS1 | CH | Heat generation from CHPs and heat plants¦On-site CHPs¦Wastes¦Industrial CHPs wastes CCS | PJ/yr. | 0 | 0 | 0 | 0 | 0 | 0.14072 | 1.2313 | 2.2071 | 2.0039 | 2.0058 | 2.0091 | 2.0105
STEM | SPS1 | CH | Heat generation from CHPs and heat plants¦On-site CHPs¦Wastes¦Renewable | PJ/yr. | 0 | 0 | 0 | 0 | 0 | 0 | 0 | 0 | 0 | 0 | 0 | 0
STEM | SPS1 | CH | Heat generation from CHPs and heat plants¦On-site CHPs¦Wastes¦Renewable¦Industrial CHPs wastes | PJ/yr. | 0 | 0 | 0 | 0 | 0 | 0 | 0 | 0 | 0 | 0 | 0 | 0
STEM | SPS1 | CH | Heat generation from CHPs and heat plants¦On-site CHPs¦Wastes¦Renewable¦Industrial CHPs wastes CCS | PJ/yr. | 0 | 0 | 0 | 0 | 0 | 0 | 0 | 0 | 0 | 0 | 0 | 0
STEM | SPS1 | CH | Heat generation from CHPs and heat plants¦On-site CHPs¦Wastes¦Non Renewable | PJ/yr. | 1.9352 | 1.9673 | 2.5505 | 2.2435 | 1.9429 | 1.6444 | 1.2418 | 2.2104 | 2.009 | 2.01 | 2.0112 | 2.0116
STEM | SPS1 | CH | Heat generation from CHPs and heat plants¦On-site CHPs¦Wastes¦Non Renewable¦Industrial CHPs wastes | PJ/yr. | 1.9352 | 1.9673 | 2.5505 | 2.2435 | 1.9429 | 1.5037 | 0.010499 | 0.0032913 | 0.0050123 | 0.0041655 | 0.0020695 | 0.0011167
STEM | SPS1 | CH | Heat generation from CHPs and heat plants¦On-site CHPs¦Wastes¦Non Renewable¦Industrial CHPs wastes CCS | PJ/yr. | 0 | 0 | 0 | 0 | 0 | 0.14072 | 1.2313 | 2.2071 | 2.0039 | 2.0058 | 2.0091 | 2.0105
STEM | SPS1 | CH | Heat generation from CHPs and heat plants¦On-site CHPs¦Wood | PJ/yr. | 0.66047 | 1.7006 | 3.393 | 3.3199 | 3.3175 | 5.8506 | 9.0468 | 10.5927 | 9.7509 | 9.596 | 9.395 | 9.3619
STEM | SPS1 | CH | Heat generation from CHPs and heat plants¦On-site CHPs¦Wood¦Industrial CHPs wood | PJ/yr. | 0.66047 | 1.7006 | 3.393 | 3.2808 | 3.2366 | 1.999 | 0.92278 | 0.81878 | 0.033762 | 0.016503 | 0.01492 | 0.015717
STEM | SPS1 | CH | Heat generation from CHPs and heat plants¦On-site CHPs¦Wood¦Industrial CHPs wood (CCS) | PJ/yr. | 0 | 0 | 0 | 0 | 0 | 3.5722 | 7.6978 | 9.1198 | 9.0652 | 9.1198 | 9.1197 | 9.1199
STEM | SPS1 | CH | Heat generation from CHPs and heat plants¦On-site CHPs¦Wood¦Residential single family CHPs wood | PJ/yr. | 0 | 0 | 0 | 0.012707 | 0.025451 | 0.04825 | 0.04872 | 0.079669 | 0.057976 | 0.051745 | 0.045692 | 0.056713
STEM | SPS1 | CH | Heat generation from CHPs and heat plants¦On-site CHPs¦Wood¦Residential multi family CHPs wood | PJ/yr. | 0 | 0 | 0 | 0.018862 | 0.04352 | 0.20761 | 0.35657 | 0.55683 | 0.5565 | 0.38615 | 0.19476 | 0.14212
STEM | SPS1 | CH | Heat generation from CHPs and heat plants¦On-site CHPs¦Wood¦Services sectors CHPs wood | PJ/yr. | 0 | 0 | 0 | 0.007552 | 0.011936 | 0.023558 | 0.020911 | 0.017692 | 0.037485 | 0.021815 | 0.019928 | 0.027384
STEM | SPS1 | CH | Heat generation from CHPs and heat plants¦On-site CHPs¦Hydrogen | PJ/yr. | 0 | 0 | 0 | 0.0086153 | 0.36882 | 0.23547 | 0.21389 | 0.75894 | 1.2085 | 1.2128 | 1.7323 | 1.7327
STEM | SPS1 | CH | Heat generation from CHPs and heat plants¦On-site CHPs¦Hydrogen¦Industrial CHPs fuel cells (hydrogen) | PJ/yr. | 0 | 0 | 0 | 0 | 0.34565 | 0.21475 | 0.19691 | 0.71001 | 1.129 | 1.143 | 1.6277 | 1.6278
STEM | SPS1 | CH | Heat generation from CHPs and heat plants¦On-site CHPs¦Hydrogen¦Services sectors CHPs fuel cells (hydrogen) | PJ/yr. | 0 | 0 | 0 | 0.0086153 | 0.023169 | 0.020716 | 0.016977 | 0.048933 | 0.07949 | 0.069732 | 0.10453 | 0.10494
STEM | SPS1 | CH | Fuel input for electricity generation | PJ/yr. | 437.8443 | 421.4479 | 422.3277 | 452.2511 | 441.4757 | 423.3099 | 363.8805 | 390.3735 | 419.0847 | 455.5587 | 447.4129 | 457.1771
STEM | SPS1 | CH | Fuel input for electricity generation¦Nuclear Fuel | PJ/yr. | 250.9484 | 254.3919 | 224.1754 | 221.4491 | 173.2621 | 99.9763 | 0 | 0 | 8.6721 | 33.7792 | 35.9652 | 39.8819
STEM | SPS1 | CH | Fuel input for electricity generation¦Nuclear Fuel¦Nuclear power plants | PJ/yr. | 250.9484 | 254.3919 | 224.1754 | 221.4491 | 173.2621 | 99.9763 | 0 | 0 | 8.6721 | 33.7792 | 35.9652 | 39.8819
STEM | SPS1 | CH | Fuel input for electricity generation¦Hydro | PJ/yr. | 149.4306 | 125.6222 | 136.8247 | 151.9097 | 152.8449 | 155.2498 | 157.2831 | 159.5567 | 160.8203 | 168.0941 | 161.908 | 164.2511
STEM | SPS1 | CH | Fuel input for electricity generation¦Hydro¦Hydro Large | PJ/yr. | 66.7457 | 49.7989 | 68.8737 | 67.4852 | 69.6026 | 72.2003 | 74.3842 | 74.8361 | 74.8361 | 74.8361 | 74.8361 | 74.8361
STEM | SPS1 | CH | Fuel input for electricity generation¦Hydro¦Hydro Run of River | PJ/yr. | 66.6325 | 55.7641 | 65.6029 | 67.1572 | 66.8838 | 66.1146 | 65.5315 | 67.1347 | 67.1347 | 67.1347 | 67.1347 | 67.1348
STEM | SPS1 | CH | Fuel input for electricity generation¦Hydro¦Pump storage | PJ/yr. | 16.0524 | 20.0592 | 2.3481 | 17.2673 | 16.3585 | 16.935 | 17.3674 | 17.5859 | 18.8495 | 26.1232 | 19.9371 | 22.2802
STEM | SPS1 | CH | Fuel input for electricity generation¦Oil | PJ/yr. | 0.20345 | 0.55014 | 0.067399 | 0.083793 | 0.11809 | 0.49331 | 0.070418 | 0.00024144 | 0.0087977 | 0.0094578 | 0.012375 | 0.019941
STEM | SPS1 | CH | Fuel input for electricity generation¦Oil¦Peak devices | PJ/yr. | 0.16895 | 0.42723 | 0.056353 | 0.0079281 | 0.0092769 | 0.48844 | 0.06604 | 0.0002122 | 0.00090189 | 0.0010662 | 0.0011212 | 0.0017483
STEM | SPS1 | CH | Fuel input for electricity generation¦Oil¦CHP Oil (for District Heating) | PJ/yr. | 0.010896 | 0.069732 | 0.0073488 | 0.0022959 | 0.0015207 | 0.0048758 | 0.0043781 | 2.9239e-05 | 8.3769e-05 | 8.9454e-05 | 9.4769e-05 | 0.00011793
STEM | SPS1 | CH | Fuel input for electricity generation¦Oil¦Industrial CHPs oil | PJ/yr. | 0.023604 | 0.053177 | 0.0036974 | 0.073569 | 0.10729 | 0 | 0 | 0 | 0.0078121 | 0.0083022 | 0.011159 | 0.018075
STEM | SPS1 | CH | Fuel input for electricity generation¦Oil¦Fossil liquids | PJ/yr. | 0.20345 | 0.55014 | 0.067399 | 0.083793 | 0.11809 | 0.49331 | 0.070418 | 0.00024144 | 0.0087977 | 0.0094578 | 0.012375 | 0.019941
STEM | SPS1 | CH | Fuel input for electricity generation¦Oil¦Fossil liquids¦Peak devices | PJ/yr. | 0.16895 | 0.42723 | 0.056353 | 0.0079281 | 0.0092769 | 0.48844 | 0.06604 | 0.0002122 | 0.00090189 | 0.0010662 | 0.0011212 | 0.0017483
STEM | SPS1 | CH | Fuel input for electricity generation¦Oil¦Fossil liquids¦CHP Oil (for District Heating) | PJ/yr. | 0.010896 | 0.069732 | 0.0073488 | 0.0022959 | 0.0015207 | 0.0048758 | 0.0043781 | 2.9239e-05 | 8.3769e-05 | 8.9454e-05 | 9.4769e-05 | 0.00011793
STEM | SPS1 | CH | Fuel input for electricity generation¦Oil¦Fossil liquids¦Industrial CHPs oil | PJ/yr. | 0.023604 | 0.053177 | 0.0036974 | 0.073569 | 0.10729 | 0 | 0 | 0 | 0.0078121 | 0.0083022 | 0.011159 | 0.018075
STEM | SPS1 | CH | Fuel input for electricity generation¦Oil¦Synthetic liquids | PJ/yr. | 0 | 0 | 0 | 0 | 0 | 0 | 0 | 0 | 0 | 0 | 0 | 0
STEM | SPS1 | CH | Fuel input for electricity generation¦Oil¦Synthetic liquids¦Peak devices | PJ/yr. | 0 | 0 | 0 | 0 | 0 | 0 | 0 | 0 | 0 | 0 | 0 | 0
STEM | SPS1 | CH | Fuel input for electricity generation¦Oil¦Synthetic liquids¦CHP Oil (for District Heating) | PJ/yr. | 0 | 0 | 0 | 0 | 0 | 0 | 0 | 0 | 0 | 0 | 0 | 0
STEM | SPS1 | CH | Fuel input for electricity generation¦Oil¦Synthetic liquids¦Industrial CHPs oil | PJ/yr. | 0 | 0 | 0 | 0 | 0 | 0 | 0 | 0 | 0 | 0 | 0 | 0
STEM | SPS1 | CH | Fuel input for electricity generation¦Gas | PJ/yr. | 4.1934 | 2.2339 | 2.6469 | 2.6371 | 2.7948 | 2.4643 | 1.7371 | 2.0588 | 5.1512 | 5.5931 | 6.0596 | 6.2085
STEM | SPS1 | CH | Fuel input for electricity generation¦Gas¦Gas turbines combined cycle | PJ/yr. | 0 | 0 | 0 | 0 | 0 | 0.00075976 | 0.0015108 | 0.013376 | 0.023432 | 0.025912 | 0.02854 | 0.040157
STEM | SPS1 | CH | Fuel input for electricity generation¦Gas¦Gas turbines open cycle | PJ/yr. | 0 | 0 | 0 | 0 | 0 | 0.0004371 | 0.00075513 | 0.021986 | 0.032775 | 0.03477 | 0.034838 | 0.053168
STEM | SPS1 | CH | Fuel input for electricity generation¦Gas¦Gas turbines combined cycle CCS | PJ/yr. | 0 | 0 | 0 | 0 | 0 | 0 | 0.0015671 | 0.022623 | 2.1 | 2.6293 | 2.6274 | 2.5965
STEM | SPS1 | CH | Fuel input for electricity generation¦Gas¦CHP Gas (for District Heating) | PJ/yr. | 1.3156 | 0.0030968 | 0.018859 | 0 | 0 | 0 | 0 | 0 | 0 | 0 | 0 | 0
STEM | SPS1 | CH | Fuel input for electricity generation¦Gas¦CHP Fuel Cell Gas (for District Heating) | PJ/yr. | 0 | 0 | 0 | 0 | 0 | 0 | 0 | 0 | 0 | 0 | 0 | 0
STEM | SPS1 | CH | Fuel input for electricity generation¦Gas¦Industrial CHPs gas | PJ/yr. | 0.89335 | 0.12598 | 0.080531 | 0.20376 | 0.38329 | 0.40987 | 0.13431 | 0.29677 | 0.91447 | 0.75739 | 0.92577 | 0.94358
STEM | SPS1 | CH | Fuel input for electricity generation¦Gas¦Industrial CHPs gas (CCS) | PJ/yr. | 0 | 0 | 0 | 0 | 0 | 0.011291 | 0.012251 | 0.11613 | 0.35673 | 0.29607 | 0.36238 | 0.37152
STEM | SPS1 | CH | Fuel input for electricity generation¦Gas¦Industrial CHPs fuel cells (gas reformer) | PJ/yr. | 0 | 0 | 0 | 0 | 0 | 0 | 0 | 0 | 0 | 0 | 0 | 0
STEM | SPS1 | CH | Fuel input for electricity generation¦Gas¦Residential single family CHPs gas | PJ/yr. | 0.048023 | 0.013573 | 0.03371 | 0.023595 | 0.021261 | 0.010086 | 0 | 0 | 0.0095202 | 0.01609 | 0.036976 | 0.037969
STEM | SPS1 | CH | Fuel input for electricity generation¦Gas¦Residential single family CHPs fuel cells gas | PJ/yr. | 0 | 0 | 0 | 0 | 0 | 0 | 0 | 0 | 0.018692 | 0.031416 | 0.031618 | 0.054578
STEM | SPS1 | CH | Fuel input for electricity generation¦Gas¦Residential multi family CHPs gas | PJ/yr. | 0.061822 | 0.043324 | 0.18457 | 0.17521 | 0.17449 | 0.080168 | 0 | 0 | 0.015185 | 0.08777 | 0.17517 | 0.19178
STEM | SPS1 | CH | Fuel input for electricity generation¦Gas¦Residential multi family CHPs fuel cells gas | PJ/yr. | 0 | 0 | 0 | 0 | 0 | 0 | 0 | 0 | 0.05401 | 0.079163 | 0.073679 | 0.12608
STEM | SPS1 | CH | Fuel input for electricity generation¦Gas¦Services sectors CHPs (bio)gas | PJ/yr. | 1.0647 | 1.2568 | 1.3363 | 1.4197 | 1.5044 | 1.5924 | 1.5867 | 1.5879 | 1.5912 | 1.5927 | 1.7215 | 1.7271
STEM | SPS1 | CH | Fuel input for electricity generation¦Gas¦Services sectors CHPs gas | PJ/yr. | 0.80994 | 0.79114 | 0.99297 | 0.81486 | 0.71135 | 0.3593 | 0 | 0 | 0.022439 | 0.026035 | 0.025645 | 0.039165
STEM | SPS1 | CH | Fuel input for electricity generation¦Gas¦Services sectors CHPs fuel cells (gas reformer) | PJ/yr. | 0 | 0 | 0 | 0 | 0 | 0 | 0 | 0 | 0.012802 | 0.016461 | 0.015991 | 0.026875
STEM | SPS1 | CH | Fuel input for electricity generation¦Gas¦Fossil gases | PJ/yr. | 3.0495 | 0.93845 | 1.2707 | 1.1997 | 1.2166 | 0.75447 | 0.066337 | 0.043699 | 0.19232 | 0.31295 | 0.50004 | 0.52748
STEM | SPS1 | CH | Fuel input for electricity generation¦Gas¦Fossil gases¦Gas turbines combined cycle | PJ/yr. | 0 | 0 | 0 | 0 | 0 | 0.00065742 | 0.00066639 | 0.0012413 | 0.0012659 | 0.0020271 | 0.0032898 | 0.0047266
STEM | SPS1 | CH | Fuel input for electricity generation¦Gas¦Fossil gases¦Gas turbines open cycle | PJ/yr. | 0 | 0 | 0 | 0 | 0 | 0.00037823 | 0.00033308 | 0.0020403 | 0.0017706 | 0.00272 | 0.0040157 | 0.0062581
STEM | SPS1 | CH | Fuel input for electricity generation¦Gas¦Fossil gases¦Gas turbines combined cycle CCS | PJ/yr. | 0 | 0 | 0 | 0 | 0 | 0 | 0.00069122 | 0.0020995 | 0.11345 | 0.20569 | 0.30286 | 0.30562
STEM | SPS1 | CH | Fuel input for electricity generation¦Gas¦Fossil gases¦CHP Gas (for District Heating) | PJ/yr. | 1.2823 | 0.0029743 | 0.018284 | 0 | 0 | 0 | 0 | 0 | 0 | 0 | 0 | 0
STEM | SPS1 | CH | Fuel input for electricity generation¦Gas¦Fossil gases¦CHP Fuel Cell Gas (for District Heating) | PJ/yr. | 0 | 0 | 0 | 0 | 0 | 0 | 0 | 0 | 0 | 0 | 0 | 0
STEM | SPS1 | CH | Fuel input for electricity generation¦Gas¦Fossil gases¦Industrial CHPs gas | PJ/yr. | 0.87074 | 0.12099 | 0.078076 | 0.2008 | 0.36137 | 0.35466 | 0.059243 | 0.027541 | 0.049402 | 0.059249 | 0.10671 | 0.11106
STEM | SPS1 | CH | Fuel input for electricity generation¦Gas¦Fossil gases¦Industrial CHPs gas (CCS) | PJ/yr. | 0 | 0 | 0 | 0 | 0 | 0.0097704 | 0.0054037 | 0.010777 | 0.019271 | 0.023162 | 0.041771 | 0.043729
STEM | SPS1 | CH | Fuel input for electricity generation¦Gas¦Fossil gases¦Industrial CHPs fuel cells (gas reformer) | PJ/yr. | 0 | 0 | 0 | 0 | 0 | 0 | 0 | 0 | 0 | 0 | 0 | 0
STEM | SPS1 | CH | Fuel input for electricity generation¦Gas¦Fossil gases¦Residential single family CHPs gas | PJ/yr. | 0.046807 | 0.013036 | 0.032682 | 0.023251 | 0.020045 | 0.0087275 | 0 | 0 | 0.0005143 | 0.0012587 | 0.0042622 | 0.0044691
STEM | SPS1 | CH | Fuel input for electricity generation¦Gas¦Fossil gases¦Residential single family CHPs fuel cells gas | PJ/yr. | 0 | 0 | 0 | 0 | 0 | 0 | 0 | 0 | 0.0010098 | 0.0024576 | 0.0036445 | 0.0064241
STEM | SPS1 | CH | Fuel input for electricity generation¦Gas¦Fossil gases¦Residential multi family CHPs gas | PJ/yr. | 0.060258 | 0.04161 | 0.17895 | 0.17266 | 0.16451 | 0.06937 | 0 | 0 | 0.0008203 | 0.0068661 | 0.020192 | 0.022573
STEM | SPS1 | CH | Fuel input for electricity generation¦Gas¦Fossil gases¦Residential multi family CHPs fuel cells gas | PJ/yr. | 0 | 0 | 0 | 0 | 0 | 0 | 0 | 0 | 0.0029177 | 0.0061928 | 0.0084929 | 0.01484
STEM | SPS1 | CH | Fuel input for electricity generation¦Gas¦Fossil gases¦Services sectors CHPs (bio)gas | PJ/yr. | 0 | 0 | 0 | 0 | 0 | 0 | 0 | 0 | 0 | 0 | 0 | 0
STEM | SPS1 | CH | Fuel input for electricity generation¦Gas¦Fossil gases¦Services sectors CHPs gas | PJ/yr. | 0.78944 | 0.75983 | 0.96269 | 0.803 | 0.67067 | 0.3109 | 0 | 0 | 0.0012122 | 0.0020367 | 0.0029561 | 0.0046099
STEM | SPS1 | CH | Fuel input for electricity generation¦Gas¦Fossil gases¦Services sectors CHPs fuel cells (gas reformer) | PJ/yr. | 0 | 0 | 0 | 0 | 0 | 0 | 0 | 0 | 0.0006916 | 0.0012877 | 0.0018433 | 0.0031633
STEM | SPS1 | CH | Fuel input for electricity generation¦Gas¦Synthetic gases | PJ/yr. | 1.1439 | 1.2955 | 1.3763 | 1.4374 | 1.5782 | 1.7098 | 1.6708 | 2.0151 | 4.9589 | 5.2801 | 5.5596 | 5.681
STEM | SPS1 | CH | Fuel input for electricity generation¦Gas¦Synthetic gases¦Gas turbines combined cycle | PJ/yr. | 0 | 0 | 0 | 0 | 0 | 0.00010233 | 0.00084441 | 0.012135 | 0.022166 | 0.023885 | 0.02525 | 0.03543
STEM | SPS1 | CH | Fuel input for electricity generation¦Gas¦Synthetic gases¦Gas turbines open cycle | PJ/yr. | 0 | 0 | 0 | 0 | 0 | 5.8874e-05 | 0.00042205 | 0.019945 | 0.031004 | 0.03205 | 0.030822 | 0.04691
STEM | SPS1 | CH | Fuel input for electricity generation¦Gas¦Synthetic gases¦Gas turbines combined cycle CCS | PJ/yr. | 0 | 0 | 0 | 0 | 0 | 0 | 0.00087587 | 0.020524 | 1.9865 | 2.4236 | 2.3246 | 2.2909
STEM | SPS1 | CH | Fuel input for electricity generation¦Gas¦Synthetic gases¦CHP Gas (for District Heating) | PJ/yr. | 0.033291 | 0.00012257 | 0.000575 | 0 | 0 | 0 | 0 | 0 | 0 | 0 | 0 | 0
STEM | SPS1 | CH | Fuel input for electricity generation¦Gas¦Synthetic gases¦CHP Fuel Cell Gas (for District Heating) | PJ/yr. | 0 | 0 | 0 | 0 | 0 | 0 | 0 | 0 | 0 | 0 | 0 | 0
STEM | SPS1 | CH | Fuel input for electricity generation¦Gas¦Synthetic gases¦Industrial CHPs gas | PJ/yr. | 0.022607 | 0.004986 | 0.0024554 | 0.002967 | 0.021919 | 0.055206 | 0.075069 | 0.26923 | 0.86507 | 0.69814 | 0.81906 | 0.83252
STEM | SPS1 | CH | Fuel input for electricity generation¦Gas¦Synthetic gases¦Industrial CHPs gas (CCS) | PJ/yr. | 0 | 0 | 0 | 0 | 0 | 0.0015208 | 0.0068472 | 0.10535 | 0.33746 | 0.27291 | 0.32061 | 0.32779
STEM | SPS1 | CH | Fuel input for electricity generation¦Gas¦Synthetic gases¦Industrial CHPs fuel cells (gas reformer) | PJ/yr. | 0 | 0 | 0 | 0 | 0 | 0 | 0 | 0 | 0 | 0 | 0 | 0
STEM | SPS1 | CH | Fuel input for electricity generation¦Gas¦Synthetic gases¦Residential single family CHPs gas | PJ/yr. | 0.0012152 | 0.00053719 | 0.0010278 | 0.00034356 | 0.0012159 | 0.0013585 | 0 | 0 | 0.0090059 | 0.014831 | 0.032714 | 0.0335
STEM | SPS1 | CH | Fuel input for electricity generation¦Gas¦Synthetic gases¦Residential single family CHPs fuel cells gas | PJ/yr. | 0 | 0 | 0 | 0 | 0 | 0 | 0 | 0 | 0.017682 | 0.028958 | 0.027973 | 0.048154
STEM | SPS1 | CH | Fuel input for electricity generation¦Gas¦Synthetic gases¦Residential multi family CHPs gas | PJ/yr. | 0.0015645 | 0.0017147 | 0.0056276 | 0.0025513 | 0.0099789 | 0.010798 | 0 | 0 | 0.014364 | 0.080904 | 0.15498 | 0.1692
STEM | SPS1 | CH | Fuel input for electricity generation¦Gas¦Synthetic gases¦Residential multi family CHPs fuel cells gas | PJ/yr. | 0 | 0 | 0 | 0 | 0 | 0 | 0 | 0 | 0.051092 | 0.07297 | 0.065186 | 0.11124
STEM | SPS1 | CH | Fuel input for electricity generation¦Gas¦Synthetic gases¦Services sectors CHPs (bio)gas | PJ/yr. | 1.0647 | 1.2568 | 1.3363 | 1.4197 | 1.5044 | 1.5924 | 1.5867 | 1.5879 | 1.5912 | 1.5927 | 1.7215 | 1.7271
STEM | SPS1 | CH | Fuel input for electricity generation¦Gas¦Synthetic gases¦Services sectors CHPs gas | PJ/yr. | 0.020496 | 0.031312 | 0.030275 | 0.011865 | 0.040681 | 0.048394 | 0 | 0 | 0.021227 | 0.023998 | 0.022689 | 0.034555
STEM | SPS1 | CH | Fuel input for electricity generation¦Gas¦Synthetic gases¦Services sectors CHPs fuel cells (gas reformer) | PJ/yr. | 0 | 0 | 0 | 0 | 0 | 0 | 0 | 0 | 0.01211 | 0.015173 | 0.014148 | 0.023712
STEM | SPS1 | CH | Fuel input for electricity generation¦Wastes | PJ/yr. | 22.4957 | 24.6635 | 27.546 | 25.1114 | 25.5167 | 29.0624 | 31.1076 | 36.6288 | 35.1978 | 34.7691 | 34.7821 | 34.8242
STEM | SPS1 | CH | Fuel input for electricity generation¦Wastes¦Wastes Incineration (electric only) | PJ/yr. | 18.2037 | 20.5378 | 23.4186 | 20.6967 | 20.9589 | 19.9998 | 12.1354 | 14.3413 | 13.6745 | 13.3611 | 13.3537 | 13.3727
STEM | SPS1 | CH | Fuel input for electricity generation¦Wastes¦Wastes Incineration (electric only) CCS | PJ/yr. | 0 | 0 | 0 | 0 | 0 | 3.4679 | 12.8318 | 14.3406 | 13.6737 | 13.3604 | 13.3531 | 13.3723
STEM | SPS1 | CH | Fuel input for electricity generation¦Wastes¦CHP Wastes (for District Heating) | PJ/yr. | 3.8975 | 3.6927 | 3.4937 | 3.7203 | 3.7881 | 4.335 | 3.7617 | 3.8148 | 4.0285 | 4.2573 | 4.2842 | 4.2855
STEM | SPS1 | CH | Fuel input for electricity generation¦Wastes¦CHP Wastes (for District Heating) CCS | PJ/yr. | 0 | 0 | 0 | 0 | 0 | 0.38776 | 1.3726 | 1.4727 | 1.4042 | 1.372 | 1.3713 | 1.3733
STEM | SPS1 | CH | Fuel input for electricity generation¦Wastes¦Industrial CHPs wastes | PJ/yr. | 0.39449 | 0.43304 | 0.63371 | 0.69437 | 0.76976 | 0.78985 | 0.007662 | 0.0035644 | 0.0054282 | 0.0045113 | 0.0022412 | 0.0012094
STEM | SPS1 | CH | Fuel input for electricity generation¦Wastes¦Industrial CHPs wastes CCS | PJ/yr. | 0 | 0 | 0 | 0 | 0 | 0.082128 | 0.99844 | 2.6559 | 2.4114 | 2.4136 | 2.4176 | 2.4192
STEM | SPS1 | CH | Fuel input for electricity generation¦Wastes¦Renewable | PJ/yr. | 11.0506 | 12.1152 | 13.4561 | 12.2085 | 12.3735 | 14.0952 | 15.0507 | 16.9847 | 16.3905 | 16.1755 | 16.1811 | 16.2019
STEM | SPS1 | CH | Fuel input for electricity generation¦Wastes¦Renewable¦Wastes Incineration (electric only) | PJ/yr. | 9.1018 | 10.2689 | 11.7093 | 10.3483 | 10.4795 | 9.9999 | 6.0677 | 7.1707 | 6.8373 | 6.6806 | 6.6769 | 6.6864
STEM | SPS1 | CH | Fuel input for electricity generation¦Wastes¦Renewable¦Wastes Incineration (electric only) CCS | PJ/yr. | 0 | 0 | 0 | 0 | 0 | 1.7339 | 6.4159 | 7.1703 | 6.8369 | 6.6802 | 6.6765 | 6.6861
STEM | SPS1 | CH | Fuel input for electricity generation¦Wastes¦Renewable¦CHP Wastes (for District Heating) | PJ/yr. | 1.9488 | 1.8463 | 1.7468 | 1.8601 | 1.894 | 2.1675 | 1.8809 | 1.9074 | 2.0143 | 2.1287 | 2.1421 | 2.1427
STEM | SPS1 | CH | Fuel input for electricity generation¦Wastes¦Renewable¦CHP Wastes (for District Heating) CCS | PJ/yr. | 0 | 0 | 0 | 0 | 0 | 0.19388 | 0.68629 | 0.73634 | 0.70212 | 0.68602 | 0.68566 | 0.68663
STEM | SPS1 | CH | Fuel input for electricity generation¦Wastes¦Renewable¦Industrial CHPs wastes | PJ/yr. | 0 | 0 | 0 | 0 | 0 | 0 | 0 | 0 | 0 | 0 | 0 | 0
STEM | SPS1 | CH | Fuel input for electricity generation¦Wastes¦Renewable¦Industrial CHPs wastes CCS | PJ/yr. | 0 | 0 | 0 | 0 | 0 | 0 | 0 | 0 | 0 | 0 | 0 | 0
STEM | SPS1 | CH | Fuel input for electricity generation¦Wastes¦Non Renewable | PJ/yr. | 11.4451 | 12.5483 | 14.0898 | 12.9029 | 13.1432 | 14.9672 | 16.0568 | 19.6441 | 18.8073 | 18.5936 | 18.601 | 18.6223
STEM | SPS1 | CH | Fuel input for electricity generation¦Wastes¦Non Renewable¦Wastes Incineration (electric only) | PJ/yr. | 9.1018 | 10.2689 | 11.7093 | 10.3483 | 10.4795 | 9.9999 | 6.0677 | 7.1707 | 6.8373 | 6.6806 | 6.6769 | 6.6864
STEM | SPS1 | CH | Fuel input for electricity generation¦Wastes¦Non Renewable¦Wastes Incineration (electric only) CCS | PJ/yr. | 0 | 0 | 0 | 0 | 0 | 1.7339 | 6.4159 | 7.1703 | 6.8369 | 6.6802 | 6.6765 | 6.6861
STEM | SPS1 | CH | Fuel input for electricity generation¦Wastes¦Non Renewable¦CHP Wastes (for District Heating) | PJ/yr. | 1.9488 | 1.8463 | 1.7468 | 1.8601 | 1.894 | 2.1675 | 1.8809 | 1.9074 | 2.0143 | 2.1287 | 2.1421 | 2.1427
STEM | SPS1 | CH | Fuel input for electricity generation¦Wastes¦Non Renewable¦CHP Wastes (for District Heating) CCS | PJ/yr. | 0 | 0 | 0 | 0 | 0 | 0.19388 | 0.68629 | 0.73634 | 0.70212 | 0.68602 | 0.68566 | 0.68663
STEM | SPS1 | CH | Fuel input for electricity generation¦Wastes¦Non Renewable¦Industrial CHPs wastes | PJ/yr. | 0.39449 | 0.43304 | 0.63371 | 0.69437 | 0.76976 | 0.78985 | 0.007662 | 0.0035644 | 0.0054282 | 0.0045113 | 0.0022412 | 0.0012094
STEM | SPS1 | CH | Fuel input for electricity generation¦Wastes¦Non Renewable¦Industrial CHPs wastes CCS | PJ/yr. | 0 | 0 | 0 | 0 | 0 | 0.082128 | 0.99844 | 2.6559 | 2.4114 | 2.4136 | 2.4176 | 2.4192
STEM | SPS1 | CH | Fuel input for electricity generation¦Wood | PJ/yr. | 0.43706 | 0.48258 | 1.6035 | 1.7208 | 1.7436 | 3.0792 | 4.8712 | 5.2304 | 6.2731 | 6.402 | 6.4157 | 6.4762
STEM | SPS1 | CH | Fuel input for electricity generation¦Wood¦CHP Wood (for District Heating) | PJ/yr. | 0.25578 | 3.3379e-05 | 0.4574 | 0.0073061 | 0.01265 | 0.46929 | 0.87618 | 0.64332 | 0.56138 | 0.63835 | 0.65576 | 0.66481
STEM | SPS1 | CH | Fuel input for electricity generation¦Wood¦Biomass with CCS (BECCS) | PJ/yr. | 0 | 0 | 0 | 0 | 0 | 0.011375 | 0.019104 | 0.030854 | 1.4888 | 1.593 | 1.676 | 1.7196
STEM | SPS1 | CH | Fuel input for electricity generation¦Wood¦Industrial CHPs wood | PJ/yr. | 0.18127 | 0.48255 | 1.1461 | 1.6892 | 1.6854 | 0.8614 | 0.38957 | 0.33842 | 0.015159 | 0.009488 | 0.0072472 | 0.009753
STEM | SPS1 | CH | Fuel input for electricity generation¦Wood¦Industrial CHPs wood (CCS) | PJ/yr. | 0 | 0 | 0 | 0 | 0 | 1.6165 | 3.4146 | 3.9669 | 3.9481 | 3.97 | 3.9664 | 3.9693
STEM | SPS1 | CH | Fuel input for electricity generation¦Wood¦Residential single family CHPs wood | PJ/yr. | 0 | 0 | 0 | 0.0074318 | 0.013978 | 0.022258 | 0.022495 | 0.035592 | 0.027397 | 0.027367 | 0.021849 | 0.030689
STEM | SPS1 | CH | Fuel input for electricity generation¦Wood¦Residential multi family CHPs wood | PJ/yr. | 0 | 0 | 0 | 0.0096133 | 0.02005 | 0.079594 | 0.13245 | 0.20127 | 0.20249 | 0.14373 | 0.071945 | 0.056966
STEM | SPS1 | CH | Fuel input for electricity generation¦Wood¦Services sectors CHPs wood | PJ/yr. | 0 | 0 | 0 | 0.0073042 | 0.011545 | 0.018699 | 0.016753 | 0.014006 | 0.029779 | 0.020027 | 0.016444 | 0.025033
STEM | SPS1 | CH | Fuel input for electricity generation¦Wind | PJ/yr. | 0.524 | 0.54529 | 0.50317 | 2.0503 | 3.6358 | 4.68 | 10.3221 | 11.7369 | 11.7387 | 11.7417 | 11.7417 | 11.7499
STEM | SPS1 | CH | Fuel input for electricity generation¦Wind¦Wind turbines | PJ/yr. | 0.524 | 0.54529 | 0.50317 | 2.0503 | 3.6358 | 4.68 | 10.3221 | 11.7369 | 11.7387 | 11.7417 | 11.7417 | 11.7499
STEM | SPS1 | CH | Fuel input for electricity generation¦Solar | PJ/yr. | 9.355 | 12.8214 | 28.8007 | 46.7392 | 79.2967 | 122.9243 | 148.8727 | 163.143 | 168.8044 | 174.0861 | 168.8474 | 171.4996
STEM | SPS1 | CH | Fuel input for electricity generation¦Solar¦Solar PV (large scale) | PJ/yr. | 0 | 0 | 0.002085 | 0.34398 | 2.3203 | 15.872 | 22.8458 | 29.254 | 28.0856 | 26.1892 | 13.4063 | 8.1294
STEM | SPS1 | CH | Fuel input for electricity generation¦Solar¦Solar PV (Industry) | PJ/yr. | 3.518 | 4.8486 | 8.1897 | 9.6059 | 19.7845 | 20.7939 | 21.8546 | 22.9694 | 24.1411 | 25.3725 | 26.6668 | 28.027
STEM | SPS1 | CH | Fuel input for electricity generation¦Solar¦Solar PV (Residential single family) | PJ/yr. | 2.1349 | 3.3907 | 10.8598 | 18.9163 | 19.8908 | 20.9059 | 34.6895 | 37.8925 | 39.8254 | 41.8569 | 43.992 | 46.2361
STEM | SPS1 | CH | Fuel input for electricity generation¦Solar¦Solar PV (Residential multi family) | PJ/yr. | 0.86248 | 1.2876 | 5.8107 | 13.4607 | 32.6618 | 37.6257 | 40.3416 | 42.3995 | 44.5623 | 46.8354 | 49.2245 | 51.7355
STEM | SPS1 | CH | Fuel input for electricity generation¦Solar¦Solar PV (Services) | PJ/yr. | 2.8396 | 3.2945 | 3.9384 | 4.4123 | 4.6394 | 27.7268 | 29.1412 | 30.6277 | 32.19 | 33.8321 | 35.5578 | 37.3717
STEM | SPS1 | CH | Fuel input for electricity generation¦Geothermal | PJ/yr. | 0 | 0 | 0 | 0 | 0 | 0 | 0 | 0 | 0 | 0 | 0 | 0
STEM | SPS1 | CH | Fuel input for electricity generation¦Geothermal¦Deep geothermal | PJ/yr. | 0 | 0 | 0 | 0 | 0 | 0 | 0.8978 | 2.176 | 2.071 | 0.98265 | 1.9086 | 1.4045
STEM | SPS1 | CH | Fuel input for electricity generation¦Hydrogen | PJ/yr. | 0 | 0 | 0 | 0.01375 | 0.6257 | 0.49903 | 0.49067 | 2.5088 | 3.5004 | 3.5615 | 5.018 | 5.0241
STEM | SPS1 | CH | Fuel input for electricity generation¦Hydrogen¦CHP Fuel Cell Hydrogen (for District Heating) | PJ/yr. | 0 | 0 | 0 | 0 | 0 | 0.054914 | 0.057057 | 0.83483 | 0.83526 | 0.8844 | 1.1953 | 1.2005
STEM | SPS1 | CH | Fuel input for electricity generation¦Hydrogen¦Industrial CHPs fuel cells (hydrogen) | PJ/yr. | 0 | 0 | 0 | 0 | 0.58664 | 0.40673 | 0.40171 | 1.5778 | 2.5089 | 2.5401 | 3.6172 | 3.6173
STEM | SPS1 | CH | Fuel input for electricity generation¦Hydrogen¦Services sectors CHPs fuel cells (hydrogen) | PJ/yr. | 0 | 0 | 0 | 0.01375 | 0.03906 | 0.037389 | 0.031908 | 0.096193 | 0.15626 | 0.13708 | 0.20549 | 0.2063
STEM | SPS1 | CH | Fuel input for electricity generation¦Electricity storage (non hydro) | PJ/yr. | 0.25669 | 0.13698 | 0.15988 | 0.53597 | 1.6372 | 4.8813 | 9.1256 | 9.5097 | 18.9178 | 17.5225 | 16.6629 | 17.2416
STEM | SPS1 | CH | Fuel input for electricity generation¦Electricity storage (non hydro)¦CAES | PJ/yr. | 0.13557 | 0.030018 | 0.053333 | 0.13496 | 0.10298 | 0.098383 | 0.13493 | 0.039389 | 0.13503 | 0.13512 | 0.13507 | 0.13524
STEM | SPS1 | CH | Fuel input for electricity generation¦Electricity storage (non hydro)¦Battery storage large size centralised | PJ/yr. | 0.032936 | 0.024988 | 0.024633 | 0.029853 | 0.74501 | 0.78067 | 0.78177 | 0.78233 | 1.7213 | 1.9404 | 1.9444 | 2.2572
STEM | SPS1 | CH | Fuel input for electricity generation¦Electricity storage (non hydro)¦Battery storage medium size centralised | PJ/yr. | 0.028788 | 0.022401 | 0.022157 | 0.027569 | 0.20997 | 3.18 | 7.22 | 7.873 | 15.92 | 14.2385 | 13.2677 | 13.5309
STEM | SPS1 | CH | Fuel input for electricity generation¦Electricity storage (non hydro)¦Batteries in industry | PJ/yr. | 0.0096216 | 0.0096494 | 0.0097 | 0.061967 | 0.11853 | 0.17652 | 0.16531 | 0.16934 | 0.27699 | 0.26912 | 0.33789 | 0.29562
STEM | SPS1 | CH | Fuel input for electricity generation¦Electricity storage (non hydro)¦Batteries in residential single family houses | PJ/yr. | 0.020148 | 0.020211 | 0.02025 | 0.1037 | 0.15334 | 0.19292 | 0.26841 | 0.24062 | 0.32305 | 0.34813 | 0.37333 | 0.37192
STEM | SPS1 | CH | Fuel input for electricity generation¦Electricity storage (non hydro)¦Batteries in residential multi-family houses | PJ/yr. | 0.020206 | 0.020269 | 0.020316 | 0.10515 | 0.18275 | 0.26794 | 0.33136 | 0.24414 | 0.32621 | 0.355 | 0.36285 | 0.39083
STEM | SPS1 | CH | Fuel input for electricity generation¦Electricity storage (non hydro)¦Batteries in Services sector | PJ/yr. | 0.0094205 | 0.0094453 | 0.0094934 | 0.072774 | 0.1246 | 0.18482 | 0.22377 | 0.16096 | 0.21525 | 0.23622 | 0.24157 | 0.25999
| SPS1 | CH | Fuel input for heat generation from CHPs and heat plants | PJ/yr. | 55.9624 | 54.9778 | 56.59 | 56.3498 | 57.1121 | 62.4634 | 65.7887 | 73.4491 | 72.7659 | 72.9508 | 74.365 | 76.2365
| SPS1 | CH | Fuel input for heat generation from CHPs and heat plants¦District heating | PJ/yr. | 47.7808 | 46.1455 | 44.7475 | 44.0404 | 44.3213 | 49.5087 | 50.2067 | 49.2758 | 48.7748 | 49.1185 | 49.5644 | 51.2594
| SPS1 | CH | Fuel input for heat generation from CHPs and heat plants¦District heating¦CHP | PJ/yr. | 39.9796 | 34.4601 | 33.4252 | 33.8424 | 33.5428 | 40.6184 | 42.1494 | 41.4314 | 41.3894 | 42.0376 | 42.6797 | 42.7482
| SPS1 | CH | Fuel input for heat generation from CHPs and heat plants¦District heating¦CHP¦Oil | PJ/yr. | 0.056035 | 0.35862 | 0.037794 | 0.011808 | 0.0078207 | 0.025076 | 0.022516 | 0.00015037 | 0.00043081 | 0.00046005 | 0.00048738 | 0.00060648
| SPS1 | CH | Fuel input for heat generation from CHPs and heat plants¦District heating¦CHP¦Oil¦CHP Oil (for District Heating) | PJ/yr. | 0.056035 | 0.35862 | 0.037794 | 0.011808 | 0.0078207 | 0.025076 | 0.022516 | 0.00015037 | 0.00043081 | 0.00046005 | 0.00048738 | 0.00060648
| SPS1 | CH | Fuel input for heat generation from CHPs and heat plants¦District heating¦CHP¦Oil¦Fossil liquids | PJ/yr. | 0.056035 | 0.35862 | 0.037794 | 0.011808 | 0.0078207 | 0.025076 | 0.022516 | 0.00015037 | 0.00043081 | 0.00046005 | 0.00048738 | 0.00060648
| SPS1 | CH | Fuel input for heat generation from CHPs and heat plants¦District heating¦CHP¦Oil¦Fossil liquids¦CHP Oil (for District Heating) | PJ/yr. | 0.056035 | 0.35862 | 0.037794 | 0.011808 | 0.0078207 | 0.025076 | 0.022516 | 0.00015037 | 0.00043081 | 0.00046005 | 0.00048738 | 0.00060648
| SPS1 | CH | Fuel input for heat generation from CHPs and heat plants¦District heating¦CHP¦Oil¦Synthetic liquids | PJ/yr. | 0 | 0 | 0 | 0 | 0 | 0 | 0 | 0 | 0 | 0 | 0 | 0
| SPS1 | CH | Fuel input for heat generation from CHPs and heat plants¦District heating¦CHP¦Oil¦Synthetic liquids¦CHP Oil (for District Heating) | PJ/yr. | 0 | 0 | 0 | 0 | 0 | 0 | 0 | 0 | 0 | 0 | 0 | 0
| SPS1 | CH | Fuel input for heat generation from CHPs and heat plants¦District heating¦CHP¦Gas | PJ/yr. | 2.4565 | 0.0059507 | 0.037774 | 0 | 0 | 4.2025e-05 | 0 | 0 | 0.0010323 | 0.0014201 | 0.0012276 | 0.0021778
| SPS1 | CH | Fuel input for heat generation from CHPs and heat plants¦District heating¦CHP¦Gas¦CHP Gas (for District Heating) | PJ/yr. | 2.4565 | 0.0059507 | 0.037774 | 0 | 0 | 4.2025e-05 | 0 | 0 | 0.0010323 | 0.0014201 | 0.0012276 | 0.0021778
| SPS1 | CH | Fuel input for heat generation from CHPs and heat plants¦District heating¦CHP¦Gas¦CHP Fuel Cell Gas (for District Heating) | PJ/yr. | 0 | 0 | 0 | 0 | 0 | 0 | 0 | 0 | 0 | 0 | 0 | 0
| SPS1 | CH | Fuel input for heat generation from CHPs and heat plants¦District heating¦CHP¦Gas¦Fossil gases | PJ/yr. | 2.3943 | 0.0057152 | 0.036623 | 0 | 0 | 4.2025e-05 | 0 | 0 | 0.0010323 | 0.0014201 | 0.0012276 | 0.0021778
| SPS1 | CH | Fuel input for heat generation from CHPs and heat plants¦District heating¦CHP¦Gas¦Fossil gases¦CHP Gas (for District Heating) | PJ/yr. | 2.3943 | 0.0057152 | 0.036623 | 0 | 0 | 4.2025e-05 | 0 | 0 | 0.0010323 | 0.0014201 | 0.0012276 | 0.0021778
| SPS1 | CH | Fuel input for heat generation from CHPs and heat plants¦District heating¦CHP¦Gas¦Fossil gases¦CHP Fuel Cell Gas (for District Heating) | PJ/yr. | 0 | 0 | 0 | 0 | 0 | 0 | 0 | 0 | 0 | 0 | 0 | 0
| SPS1 | CH | Fuel input for heat generation from CHPs and heat plants¦District heating¦CHP¦Gas¦Synthetic gases | PJ/yr. | 0.062163 | 0.00023552 | 0.0011517 | 0 | 0 | 0 | 0 | 0 | 0 | 0 | 0 | 0
| SPS1 | CH | Fuel input for heat generation from CHPs and heat plants¦District heating¦CHP¦Gas¦Synthetic gases¦CHP Gas (for District Heating) | PJ/yr. | 0.062163 | 0.00023552 | 0.0011517 | 0 | 0 | 0 | 0 | 0 | 0 | 0 | 0 | 0
| SPS1 | CH | Fuel input for heat generation from CHPs and heat plants¦District heating¦CHP¦Gas¦Synthetic gases¦CHP Fuel Cell Gas (for District Heating) | PJ/yr. | 0 | 0 | 0 | 0 | 0 | 0 | 0 | 0 | 0 | 0 | 0 | 0
| SPS1 | CH | Fuel input for heat generation from CHPs and heat plants¦District heating¦CHP¦Wastes | PJ/yr. | 36.421 | 34.0866 | 32.1534 | 33.8085 | 33.4996 | 39.2974 | 39.763 | 37.9788 | 37.9064 | 38.3701 | 38.4678 | 38.5032
| SPS1 | CH | Fuel input for heat generation from CHPs and heat plants¦District heating¦CHP¦Wastes¦CHP Wastes (for District Heating) | PJ/yr. | 36.421 | 34.0866 | 32.1534 | 33.8085 | 33.4996 | 35.6592 | 27.2432 | 24.9308 | 25.4649 | 26.2138 | 26.3179 | 26.336
| SPS1 | CH | Fuel input for heat generation from CHPs and heat plants¦District heating¦CHP¦Wastes¦CHP Wastes (for District Heating) CCS | PJ/yr. | 0 | 0 | 0 | 0 | 0 | 3.6382 | 12.5198 | 13.048 | 12.4415 | 12.1563 | 12.1498 | 12.1671
| SPS1 | CH | Fuel input for heat generation from CHPs and heat plants¦District heating¦CHP¦Wastes¦Renewable | PJ/yr. | 18.2105 | 17.0433 | 16.0767 | 16.9043 | 16.7498 | 19.6487 | 19.8815 | 18.9894 | 18.9532 | 19.1851 | 19.2339 | 19.2516
| SPS1 | CH | Fuel input for heat generation from CHPs and heat plants¦District heating¦CHP¦Wastes¦Renewable¦CHP Wastes (for District Heating) | PJ/yr. | 18.2105 | 17.0433 | 16.0767 | 16.9043 | 16.7498 | 17.8296 | 13.6216 | 12.4654 | 12.7324 | 13.1069 | 13.159 | 13.168
| SPS1 | CH | Fuel input for heat generation from CHPs and heat plants¦District heating¦CHP¦Wastes¦Renewable¦CHP Wastes (for District Heating) CCS | PJ/yr. | 0 | 0 | 0 | 0 | 0 | 1.8191 | 6.2599 | 6.524 | 6.2208 | 6.0782 | 6.0749 | 6.0836
| SPS1 | CH | Fuel input for heat generation from CHPs and heat plants¦District heating¦CHP¦Wastes¦Non Renewable | PJ/yr. | 18.2105 | 17.0433 | 16.0767 | 16.9043 | 16.7498 | 19.6487 | 19.8815 | 18.9894 | 18.9532 | 19.1851 | 19.2339 | 19.2516
| SPS1 | CH | Fuel input for heat generation from CHPs and heat plants¦District heating¦CHP¦Wastes¦Non Renewable¦CHP Wastes (for District Heating) | PJ/yr. | 18.2105 | 17.0433 | 16.0767 | 16.9043 | 16.7498 | 17.8296 | 13.6216 | 12.4654 | 12.7324 | 13.1069 | 13.159 | 13.168
| SPS1 | CH | Fuel input for heat generation from CHPs and heat plants¦District heating¦CHP¦Wastes¦Non Renewable¦CHP Wastes (for District Heating) CCS | PJ/yr. | 0 | 0 | 0 | 0 | 0 | 1.8191 | 6.2599 | 6.524 | 6.2208 | 6.0782 | 6.0749 | 6.0836
| SPS1 | CH | Fuel input for heat generation from CHPs and heat plants¦District heating¦CHP¦Wood | PJ/yr. | 1.0461 | 0.0089579 | 1.1962 | 0.022061 | 0.035359 | 1.2292 | 2.2932 | 2.3989 | 2.4275 | 2.5496 | 2.7018 | 2.7274
| SPS1 | CH | Fuel input for heat generation from CHPs and heat plants¦District heating¦CHP¦Wood¦CHP Wood (for District Heating) | PJ/yr. | 1.0461 | 0.0089579 | 1.1962 | 0.022061 | 0.035359 | 1.2292 | 2.2932 | 2.3989 | 2.4275 | 2.5496 | 2.7018 | 2.7274
| SPS1 | CH | Fuel input for heat generation from CHPs and heat plants¦District heating¦CHP¦Hydrogen | PJ/yr. | 0 | 0 | 0 | 0 | 0 | 0.066682 | 0.070642 | 1.0535 | 1.054 | 1.116 | 1.5084 | 1.5149
| SPS1 | CH | Fuel input for heat generation from CHPs and heat plants¦District heating¦CHP¦Hydrogen¦CHP Fuel Cell Hydrogen (for District Heating) | PJ/yr. | 0 | 0 | 0 | 0 | 0 | 0.066682 | 0.070642 | 1.0535 | 1.054 | 1.116 | 1.5084 | 1.5149
| SPS1 | CH | Fuel input for heat generation from CHPs and heat plants¦District heating¦Heat plants | PJ/yr. | 7.8013 | 11.6854 | 11.3223 | 10.198 | 10.7785 | 8.8903 | 8.0573 | 7.8444 | 7.3854 | 7.0808 | 6.8847 | 8.5111
| SPS1 | CH | Fuel input for heat generation from CHPs and heat plants¦District heating¦Heat plants¦Gas | PJ/yr. | 4.3961 | 4.858 | 3.7213 | 2.368 | 2.368 | 2.368 | 2.368 | 2.368 | 2.3681 | 2.3681 | 2.3693 | 2.651
| SPS1 | CH | Fuel input for heat generation from CHPs and heat plants¦District heating¦Heat plants¦Gas¦Heat plant gas | PJ/yr. | 4.3961 | 4.858 | 3.7213 | 2.368 | 2.368 | 2.368 | 2.368 | 2.368 | 2.3681 | 2.3681 | 2.3693 | 2.651
| SPS1 | CH | Fuel input for heat generation from CHPs and heat plants¦District heating¦Heat plants¦Fossil gases | PJ/yr. | 2.0281 | 2.49 | 1.3533 | 0 | 0 | 0 | 0 | 0 | 0 | 0 | 0 | 0
| SPS1 | CH | Fuel input for heat generation from CHPs and heat plants¦District heating¦Heat plants¦Fossil gases¦Heat plant gas | PJ/yr. | 2.0281 | 2.49 | 1.3533 | 0 | 0 | 0 | 0 | 0 | 0 | 0 | 0 | 0
| SPS1 | CH | Fuel input for heat generation from CHPs and heat plants¦District heating¦Heat plants¦Synthetic gases | PJ/yr. | 1.184 | 1.184 | 1.184 | 1.184 | 1.184 | 1.184 | 1.184 | 1.184 | 1.184 | 1.1841 | 1.1847 | 1.3255
| SPS1 | CH | Fuel input for heat generation from CHPs and heat plants¦District heating¦Heat plants¦Synthetic gases¦Heat plant gas | PJ/yr. | 1.184 | 1.184 | 1.184 | 1.184 | 1.184 | 1.184 | 1.184 | 1.184 | 1.184 | 1.1841 | 1.1847 | 1.3255
| SPS1 | CH | Fuel input for heat generation from CHPs and heat plants¦District heating¦Heat plants¦Nuclear fuel | PJ/yr. | 1.45 | 3.8014 | 3.7981 | 1.1493 | 0.69268 | 0 | 0 | 0 | 0 | 0 | 0 | 0
| SPS1 | CH | Fuel input for heat generation from CHPs and heat plants¦District heating¦Heat plants¦Nuclear fuel¦Heat plant nuclear | PJ/yr. | 1.45 | 3.8014 | 3.7981 | 1.1493 | 0.69268 | 0 | 0 | 0 | 0 | 0 | 0 | 0
| SPS1 | CH | Fuel input for heat generation from CHPs and heat plants¦District heating¦Heat plants¦Oil | PJ/yr. | 0.21545 | 0.21734 | 0.059942 | 0.063469 | 0.0035899 | 0.0011565 | 0.0013625 | 8.008e-05 | 4.3111e-05 | 3.7543e-05 | 3.6706e-05 | 2.8245e-05
| SPS1 | CH | Fuel input for heat generation from CHPs and heat plants¦District heating¦Heat plants¦Oil¦Heat plant oil | PJ/yr. | 0.21545 | 0.21734 | 0.059942 | 0.063469 | 0.0035899 | 0.0011565 | 0.0013625 | 8.008e-05 | 4.3111e-05 | 3.7543e-05 | 3.6706e-05 | 2.8245e-05
| SPS1 | CH | Fuel input for heat generation from CHPs and heat plants¦District heating¦Heat plants¦Oil¦Fossil liquids | PJ/yr. | 0.21545 | 0.21734 | 0.059942 | 0.063469 | 0.0035899 | 0.0011565 | 0.0013625 | 8.008e-05 | 4.3111e-05 | 3.7543e-05 | 3.6706e-05 | 2.8245e-05
| SPS1 | CH | Fuel input for heat generation from CHPs and heat plants¦District heating¦Heat plants¦Oil¦Fossil liquids¦Heat plant oil | PJ/yr. | 0.21545 | 0.21734 | 0.059942 | 0.063469 | 0.0035899 | 0.0011565 | 0.0013625 | 8.008e-05 | 4.3111e-05 | 3.7543e-05 | 3.6706e-05 | 2.8245e-05
| SPS1 | CH | Fuel input for heat generation from CHPs and heat plants¦District heating¦Heat plants¦Oil¦Synthetic liquids | PJ/yr. | 0 | 0 | 0 | 0 | 0 | 0 | 0 | 0 | 0 | 4 | 0 | 0
| SPS1 | CH | Fuel input for heat generation from CHPs and heat plants¦District heating¦Heat plants¦Oil¦Synthetic liquids¦Heat plant oil | PJ/yr. | 0 | 0 | 0 | 0 | 0 | 0 | 0 | 0 | 0 | 4 | 0 | 0
| SPS1 | CH | Fuel input for heat generation from CHPs and heat plants¦District heating¦Heat plants¦Wood | PJ/yr. | 1.7397 | 1.5701 | 2.4669 | 5.1259 | 5.747 | 4.4469 | 3.441 | 2.6626 | 2.0603 | 1.5943 | 1.2337 | 1.6048
| SPS1 | CH | Fuel input for heat generation from CHPs and heat plants¦District heating¦Heat plants¦Wood¦Heat plant wood | PJ/yr. | 1.7397 | 1.5701 | 2.4669 | 5.1259 | 5.747 | 4.4469 | 3.441 | 2.6626 | 2.0603 | 1.5943 | 1.2337 | 1.6048
| SPS1 | CH | Fuel input for heat generation from CHPs and heat plants¦District heating¦Heat plants¦Solar | PJ/yr. | 0 | 0 | 0 | 0.00063976 | 0.0010909 | 0.0011593 | 0.001249 | 0.0022746 | 0.002296 | 0.0024434 | 0.0025987 | 0.0058698
| SPS1 | CH | Fuel input for heat generation from CHPs and heat plants¦District heating¦Heat plants¦Solar¦Heat plant solar | PJ/yr. | 0 | 0 | 0 | 0.00063976 | 0.0010909 | 0.0011593 | 0.001249 | 0.0022746 | 0.002296 | 0.0024434 | 0.0025987 | 0.0058698
| SPS1 | CH | Fuel input for heat generation from CHPs and heat plants¦District heating¦Heat plants¦Geothermal | PJ/yr. | 0 | 0 | 0 | 0 | 0 | 0.0049733 | 0.0049969 | 0.005072 | 0.0050813 | 0.0051354 | 0.0052669 | 0.0096712
| SPS1 | CH | Fuel input for heat generation from CHPs and heat plants¦District heating¦Heat plants¦Geothermal¦Heat plant deep geothermal | PJ/yr. | 0 | 0 | 0 | 0 | 0 | 0.0049733 | 0.0049969 | 0.005072 | 0.0050813 | 0.0051354 | 0.0052669 | 0.0096712
| SPS1 | CH | Fuel input for heat generation from CHPs and heat plants¦District heating¦Heat plants¦Electricity | PJ/yr. | 0 | 1.2386 | 1.2762 | 1.4907 | 1.9662 | 2.068 | 2.2407 | 2.8064 | 2.9496 | 3.1108 | 3.2737 | 4.2397
| SPS1 | CH | Fuel input for heat generation from CHPs and heat plants¦District heating¦Heat plants¦Electricity¦Heat pump electric | PJ/yr. | 0 | 1.2386 | 1.2762 | 1.4907 | 1.9662 | 2.068 | 2.2407 | 2.8064 | 2.9496 | 3.1108 | 3.2737 | 4.2397
| SPS1 | CH | Fuel input for heat generation from CHPs and heat plants¦On-site CHPs | PJ/yr. | 8.1816 | 8.8322 | 11.8425 | 12.3093 | 12.7908 | 12.9546 | 15.582 | 24.1732 | 23.9911 | 23.8323 | 24.8007 | 24.9771
| SPS1 | CH | Fuel input for heat generation from CHPs and heat plants¦On-site CHPs¦Oil | PJ/yr. | 0.31114 | 0.64266 | 0.038603 | 0.56643 | 0.53197 | 0 | 0 | 0 | 0.017317 | 0.018404 | 0.024736 | 0.040068
| SPS1 | CH | Fuel input for heat generation from CHPs and heat plants¦On-site CHPs¦Oil¦Industrial CHPs oil | PJ/yr. | 0.31114 | 0.64266 | 0.038603 | 0.56643 | 0.53197 | 0 | 0 | 0 | 0.017317 | 0.018404 | 0.024736 | 0.040068
| SPS1 | CH | Fuel input for heat generation from CHPs and heat plants¦On-site CHPs¦Oil¦Fossil liquids | PJ/yr. | 0.31114 | 0.64266 | 0.038603 | 0.56643 | 0.53197 | 0 | 0 | 0 | 0.017317 | 0.018404 | 0.024736 | 0.040068
| SPS1 | CH | Fuel input for heat generation from CHPs and heat plants¦On-site CHPs¦Oil¦Fossil liquids¦Industrial CHPs oil | PJ/yr. | 0.31114 | 0.64266 | 0.038603 | 0.56643 | 0.53197 | 0 | 0 | 0 | 0.017317 | 0.018404 | 0.024736 | 0.040068
| SPS1 | CH | Fuel input for heat generation from CHPs and heat plants¦On-site CHPs¦Oil¦Synthetic liquids | PJ/yr. | 0 | 0 | 0 | 0 | 0 | 0 | 0 | 0 | 0 | 0 | 0 | 0
| SPS1 | CH | Fuel input for heat generation from CHPs and heat plants¦On-site CHPs¦Oil¦Synthetic liquids¦Industrial CHPs oil | PJ/yr. | 0 | 0 | 0 | 0 | 0 | 0 | 0 | 0 | 0 | 0 | 0 | 0
| SPS1 | CH | Fuel input for heat generation from CHPs and heat plants¦On-site CHPs¦Gas | PJ/yr. | 3.8593 | 3.0118 | 3.6002 | 3.4234 | 3.6203 | 2.6486 | 1.6072 | 1.9007 | 2.9869 | 2.9519 | 3.5492 | 3.7
| SPS1 | CH | Fuel input for heat generation from CHPs and heat plants¦On-site CHPs¦Gas¦Industrial CHPs gas | PJ/yr. | 1.0849 | 0.14428 | 0.098019 | 0.22196 | 0.62379 | 0.46422 | 0.15029 | 0.32801 | 1.0107 | 0.83711 | 1.0232 | 1.0429
| SPS1 | CH | Fuel input for heat generation from CHPs and heat plants¦On-site CHPs¦Gas¦Industrial CHPs gas (CCS) | PJ/yr. | 0 | 0 | 0 | 0 | 0 | 0.012789 | 0.013708 | 0.12835 | 0.39428 | 0.32724 | 0.40052 | 0.41062
| SPS1 | CH | Fuel input for heat generation from CHPs and heat plants¦On-site CHPs¦Gas¦Industrial CHPs fuel cells (gas reformer) | PJ/yr. | 0 | 0 | 0 | 0 | 0 | 0 | 0 | 0 | 0 | 0 | 0 | 0
| SPS1 | CH | Fuel input for heat generation from CHPs and heat plants¦On-site CHPs¦Gas¦Residential single family CHPs gas | PJ/yr. | 0.11561 | 0.032345 | 0.079103 | 0.053931 | 0.048169 | 0.022649 | 0 | 0 | 0.034649 | 0.058501 | 0.10682 | 0.12526
| SPS1 | CH | Fuel input for heat generation from CHPs and heat plants¦On-site CHPs¦Gas¦Residential single family CHPs fuel cells gas | PJ/yr. | 0 | 0 | 0 | 0 | 0 | 0 | 0 | 0 | 0 | 0 | 0 | 0
| SPS1 | CH | Fuel input for heat generation from CHPs and heat plants¦On-site CHPs¦Gas¦Residential multi family CHPs gas | PJ/yr. | 0.1343 | 0.093202 | 0.39121 | 0.36211 | 0.35623 | 0.16165 | 0 | 0 | 0.062603 | 0.23665 | 0.40969 | 0.4837
| SPS1 | CH | Fuel input for heat generation from CHPs and heat plants¦On-site CHPs¦Gas¦Residential multi family CHPs fuel cells gas | PJ/yr. | 0 | 0 | 0 | 0 | 0 | 0 | 0 | 0 | 0 | 0 | 0 | 0
| SPS1 | CH | Fuel input for heat generation from CHPs and heat plants¦On-site CHPs¦Gas¦Services sectors CHPs (bio)gas | PJ/yr. | 1.5807 | 1.7937 | 1.7918 | 1.6995 | 1.5846 | 1.4484 | 1.4432 | 1.4443 | 1.4473 | 1.4486 | 1.5658 | 1.5709
| SPS1 | CH | Fuel input for heat generation from CHPs and heat plants¦On-site CHPs¦Gas¦Services sectors CHPs gas | PJ/yr. | 0.94372 | 0.94831 | 1.2401 | 1.0859 | 1.0075 | 0.53895 | 0 | 0 | 0.033659 | 0.039053 | 0.038467 | 0.058748
| SPS1 | CH | Fuel input for heat generation from CHPs and heat plants¦On-site CHPs¦Gas¦Services sectors CHPs fuel cells (gas reformer) | PJ/yr. | 0 | 0 | 0 | 0 | 0 | 0 | 0 | 0 | 0.0037167 | 0.0047789 | 0.0046426 | 0.0078024
| SPS1 | CH | Fuel input for heat generation from CHPs and heat plants¦On-site CHPs¦Gas¦Fossil gases | PJ/yr. | 2.2209 | 1.1699 | 1.7533 | 1.6988 | 1.9193 | 1.0386 | 0.072335 | 0.042351 | 0.083175 | 0.1176 | 0.22862 | 0.2506
| SPS1 | CH | Fuel input for heat generation from CHPs and heat plants¦On-site CHPs¦Gas¦Fossil gases¦Industrial CHPs gas | PJ/yr. | 1.0574 | 0.13857 | 0.09503 | 0.21873 | 0.58812 | 0.40169 | 0.066289 | 0.03044 | 0.054602 | 0.065486 | 0.11795 | 0.12275
| SPS1 | CH | Fuel input for heat generation from CHPs and heat plants¦On-site CHPs¦Gas¦Fossil gases¦Industrial CHPs gas (CCS) | PJ/yr. | 0 | 0 | 0 | 0 | 0 | 0.011066 | 0.0060464 | 0.011911 | 0.0213 | 0.0256 | 0.046168 | 0.048332
| SPS1 | CH | Fuel input for heat generation from CHPs and heat plants¦On-site CHPs¦Gas¦Fossil gases¦Industrial CHPs fuel cells (gas reformer) | PJ/yr. | 0 | 0 | 0 | 0 | 0 | 0 | 0 | 0 | 0 | 0 | 0 | 0
| SPS1 | CH | Fuel input for heat generation from CHPs and heat plants¦On-site CHPs¦Gas¦Fossil gases¦Residential single family CHPs gas | PJ/yr. | 0.11268 | 0.031065 | 0.076691 | 0.053146 | 0.045414 | 0.019599 | 0 | 0 | 0.0018718 | 0.0045764 | 0.012313 | 0.014744
| SPS1 | CH | Fuel input for heat generation from CHPs and heat plants¦On-site CHPs¦Gas¦Fossil gases¦Residential single family CHPs fuel cells gas | PJ/yr. | 0 | 0 | 0 | 0 | 0 | 0 | 0 | 0 | 0 | 0 | 0 | 0
| SPS1 | CH | Fuel input for heat generation from CHPs and heat plants¦On-site CHPs¦Gas¦Fossil gases¦Residential multi family CHPs gas | PJ/yr. | 0.13091 | 0.089513 | 0.37928 | 0.35684 | 0.33586 | 0.13988 | 0 | 0 | 0.0033819 | 0.018513 | 0.047225 | 0.056934
| SPS1 | CH | Fuel input for heat generation from CHPs and heat plants¦On-site CHPs¦Gas¦Fossil gases¦Residential multi family CHPs fuel cells gas | PJ/yr. | 0 | 0 | 0 | 0 | 0 | 0 | 0 | 0 | 0 | 0 | 0 | 0
| SPS1 | CH | Fuel input for heat generation from CHPs and heat plants¦On-site CHPs¦Gas¦Fossil gases¦Services sectors CHPs (bio)gas | PJ/yr. | 0 | 0 | 0 | 0 | 0 | 0 | 0 | 0 | 0 | 0 | 0 | 0
| SPS1 | CH | Fuel input for heat generation from CHPs and heat plants¦On-site CHPs¦Gas¦Fossil gases¦Services sectors CHPs gas | PJ/yr. | 0.91984 | 0.91078 | 1.2023 | 1.0701 | 0.94986 | 0.46635 | 0 | 0 | 0.0018183 | 0.003055 | 0.0044341 | 0.0069149
| SPS1 | CH | Fuel input for heat generation from CHPs and heat plants¦On-site CHPs¦Gas¦Fossil gases¦Services sectors CHPs fuel cells (gas reformer) | PJ/yr. | 0 | 0 | 0 | 0 | 0 | 0 | 0 | 0 | 0.00020079 | 0.00037385 | 0.00053515 | 0.00091838
| SPS1 | CH | Fuel input for heat generation from CHPs and heat plants¦On-site CHPs¦Gas¦Synthetic gases | PJ/yr. | 1.6384 | 1.8419 | 1.8469 | 1.7246 | 1.701 | 1.61 | 1.5349 | 1.8583 | 2.9037 | 2.8343 | 3.3206 | 3.4494
| SPS1 | CH | Fuel input for heat generation from CHPs and heat plants¦On-site CHPs¦Gas¦Synthetic gases¦Industrial CHPs gas | PJ/yr. | 0.027454 | 0.0057105 | 0.0029886 | 0.0032319 | 0.035674 | 0.062527 | 0.083997 | 0.29757 | 0.95613 | 0.77162 | 0.90527 | 0.92015
| SPS1 | CH | Fuel input for heat generation from CHPs and heat plants¦On-site CHPs¦Gas¦Synthetic gases¦Industrial CHPs gas (CCS) | PJ/yr. | 0 | 0 | 0 | 0 | 0 | 0.0017225 | 0.0076616 | 0.11644 | 0.37298 | 0.30164 | 0.35436 | 0.36229
| SPS1 | CH | Fuel input for heat generation from CHPs and heat plants¦On-site CHPs¦Gas¦Synthetic gases¦Industrial CHPs fuel cells (gas reformer) | PJ/yr. | 0 | 0 | 0 | 0 | 0 | 0 | 0 | 0 | 0 | 0 | 0 | 0
| SPS1 | CH | Fuel input for heat generation from CHPs and heat plants¦On-site CHPs¦Gas¦Synthetic gases¦Residential single family CHPs gas | PJ/yr. | 0.0029256 | 0.0012802 | 0.0024118 | 0.00078528 | 0.0027547 | 0.0030507 | 0 | 0 | 0.032777 | 0.053924 | 0.094506 | 0.11052
| SPS1 | CH | Fuel input for heat generation from CHPs and heat plants¦On-site CHPs¦Gas¦Synthetic gases¦Residential single family CHPs fuel cells gas | PJ/yr. | 0 | 0 | 0 | 0 | 0 | 0 | 0 | 0 | 0 | 0 | 0 | 0
| SPS1 | CH | Fuel input for heat generation from CHPs and heat plants¦On-site CHPs¦Gas¦Synthetic gases¦Residential multi family CHPs gas | PJ/yr. | 0.0033986 | 0.0036887 | 0.011928 | 0.0052726 | 0.020372 | 0.021773 | 0 | 0 | 0.059221 | 0.21814 | 0.36246 | 0.42677
| SPS1 | CH | Fuel input for heat generation from CHPs and heat plants¦On-site CHPs¦Gas¦Synthetic gases¦Residential multi family CHPs fuel cells gas | PJ/yr. | 0 | 0 | 0 | 0 | 0 | 0 | 0 | 0 | 0 | 0 | 0 | 0
| SPS1 | CH | Fuel input for heat generation from CHPs and heat plants¦On-site CHPs¦Gas¦Synthetic gases¦Services sectors CHPs (bio)gas | PJ/yr. | 1.5807 | 1.7937 | 1.7918 | 1.6995 | 1.5846 | 1.4484 | 1.4432 | 1.4443 | 1.4473 | 1.4486 | 1.5658 | 1.5709
| SPS1 | CH | Fuel input for heat generation from CHPs and heat plants¦On-site CHPs¦Gas¦Synthetic gases¦Services sectors CHPs gas | PJ/yr. | 0.023881 | 0.037532 | 0.03781 | 0.015811 | 0.057616 | 0.072591 | 0 | 0 | 0.03184 | 0.035997 | 0.034033 | 0.051833
| SPS1 | CH | Fuel input for heat generation from CHPs and heat plants¦On-site CHPs¦Gas¦Synthetic gases¦Services sectors CHPs fuel cells (gas reformer) | PJ/yr. | 0 | 0 | 0 | 0 | 0 | 0 | 0 | 0 | 0.003516 | 0.004405 | 0.0041075 | 0.0068841
| SPS1 | CH | Fuel input for heat generation from CHPs and heat plants¦On-site CHPs¦Wastes | PJ/yr. | 3.3179 | 3.4972 | 4.7999 | 4.6786 | 4.5427 | 4.4987 | 5.2529 | 11.6775 | 10.6099 | 10.6165 | 10.6263 | 10.63
| SPS1 | CH | Fuel input for heat generation from CHPs and heat plants¦On-site CHPs¦Wastes¦Industrial CHPs wastes | PJ/yr. | 3.3179 | 3.4972 | 4.7999 | 4.6786 | 4.5427 | 4.0006 | 0.0324 | 0.012091 | 0.018414 | 0.015303 | 0.0076028 | 0.0041026
| SPS1 | CH | Fuel input for heat generation from CHPs and heat plants¦On-site CHPs¦Wastes¦Industrial CHPs wastes CCS | PJ/yr. | 0 | 0 | 0 | 0 | 0 | 0.49811 | 5.2205 | 11.6654 | 10.5915 | 10.6012 | 10.6187 | 10.6259
| SPS1 | CH | Fuel input for heat generation from CHPs and heat plants¦On-site CHPs¦Wastes¦Renewable | PJ/yr. | 0 | 0 | 0 | 0 | 0 | 0 | 0 | 0 | 0 | 0 | 0 | 0
| SPS1 | CH | Fuel input for heat generation from CHPs and heat plants¦On-site CHPs¦Wastes¦Renewable¦Industrial CHPs wastes | PJ/yr. | 0 | 0 | 0 | 0 | 0 | 0 | 0 | 0 | 0 | 0 | 0 | 0
| SPS1 | CH | Fuel input for heat generation from CHPs and heat plants¦On-site CHPs¦Wastes¦Renewable¦Industrial CHPs wastes CCS | PJ/yr. | 0 | 0 | 0 | 0 | 0 | 0 | 0 | 0 | 0 | 0 | 0 | 0
| SPS1 | CH | Fuel input for heat generation from CHPs and heat plants¦On-site CHPs¦Wastes¦Non Renewable | PJ/yr. | 3.3179 | 3.4972 | 4.7999 | 4.6786 | 4.5427 | 4.4987 | 5.2529 | 11.6775 | 10.6099 | 10.6165 | 10.6263 | 10.63
| SPS1 | CH | Fuel input for heat generation from CHPs and heat plants¦On-site CHPs¦Wastes¦Non Renewable¦Industrial CHPs wastes | PJ/yr. | 3.3179 | 3.4972 | 4.7999 | 4.6786 | 4.5427 | 4.0006 | 0.0324 | 0.012091 | 0.018414 | 0.015303 | 0.0076028 | 0.0041026
| SPS1 | CH | Fuel input for heat generation from CHPs and heat plants¦On-site CHPs¦Wastes¦Non Renewable¦Industrial CHPs wastes CCS | PJ/yr. | 0 | 0 | 0 | 0 | 0 | 0.49811 | 5.2205 | 11.6654 | 10.5915 | 10.6012 | 10.6187 | 10.6259
| SPS1 | CH | Fuel input for heat generation from CHPs and heat plants¦On-site CHPs¦Wood | PJ/yr. | 0.69327 | 1.6805 | 3.4038 | 3.6306 | 3.6736 | 5.5397 | 8.4819 | 9.7518 | 9.0342 | 8.898 | 8.6757 | 8.6818
| SPS1 | CH | Fuel input for heat generation from CHPs and heat plants¦On-site CHPs¦Wood¦Industrial CHPs wood | PJ/yr. | 0.69327 | 1.6805 | 3.4038 | 3.5733 | 3.5652 | 1.8222 | 0.82409 | 0.71588 | 0.032067 | 0.020071 | 0.015331 | 0.020631
| SPS1 | CH | Fuel input for heat generation from CHPs and heat plants¦On-site CHPs¦Wood¦Industrial CHPs wood (CCS) | PJ/yr. | 0 | 0 | 0 | 0 | 0 | 3.4196 | 7.2233 | 8.3915 | 8.3517 | 8.3981 | 8.3905 | 8.3966
| SPS1 | CH | Fuel input for heat generation from CHPs and heat plants¦On-site CHPs¦Wood¦Residential single family CHPs wood | PJ/yr. | 0 | 0 | 0 | 0.020063 | 0.036956 | 0.057605 | 0.057063 | 0.088459 | 0.068089 | 0.068015 | 0.054301 | 0.076271
| SPS1 | CH | Fuel input for heat generation from CHPs and heat plants¦On-site CHPs¦Wood¦Residential multi family CHPs wood | PJ/yr. | 0 | 0 | 0 | 0.025572 | 0.053336 | 0.21173 | 0.35233 | 0.53541 | 0.53863 | 0.38234 | 0.19138 | 0.15154
| SPS1 | CH | Fuel input for heat generation from CHPs and heat plants¦On-site CHPs¦Wood¦Services sectors CHPs wood | PJ/yr. | 0 | 0 | 0 | 0.011673 | 0.018054 | 0.028596 | 0.025112 | 0.02057 | 0.043734 | 0.029411 | 0.02415 | 0.036763
| SPS1 | CH | Fuel input for heat generation from CHPs and heat plants¦On-site CHPs¦Hydrogen | PJ/yr. | 0 | 0 | 0 | 0.010349 | 0.42223 | 0.26758 | 0.24 | 0.84327 | 1.3428 | 1.3475 | 1.9247 | 1.9253
| SPS1 | CH | Fuel input for heat generation from CHPs and heat plants¦On-site CHPs¦Hydrogen¦Industrial CHPs fuel cells (hydrogen) | PJ/yr. | 0 | 0 | 0 | 0 | 0.39524 | 0.24404 | 0.22094 | 0.7889 | 1.2544 | 1.27 | 1.8086 | 1.8086
| SPS1 | CH | Fuel input for heat generation from CHPs and heat plants¦On-site CHPs¦Hydrogen¦Services sectors CHPs fuel cells (hydrogen) | PJ/yr. | 0 | 0 | 0 | 0.010349 | 0.026996 | 0.023541 | 0.019063 | 0.05437 | 0.088322 | 0.07748 | 0.11614 | 0.1166
| SPS1 | CH | Efficiency of power plants (electric) | % | bar: 2020 to 2070
| SPS1 | CH | Efficiency of power plants (electric)¦Nuclear Fuel¦Nuclear power plants | % | 32.98% | 32.67% | 32.6% | 32.99% | 33.03% | 33.16% | - | - | 29.63% | 29.08% | 29.33% | 29.71%
| SPS1 | CH | Efficiency of power plants (electric)¦Hydro¦Hydro Large | % | 100% | 100% | 100% | 100% | 100% | 100% | 100% | 100% | 100% | 100% | 100% | 100%
| SPS1 | CH | Efficiency of power plants (electric)¦Hydro¦Hydro Run of River | % | 100% | 100% | 100% | 100% | 100% | 100% | 100% | 100% | 100% | 100% | 100% | 100%
| SPS1 | CH | Efficiency of power plants (electric)¦Hydro¦Pump storage | % | 80% | 80% | 80% | 80% | 80% | 80% | 80% | 80% | 80% | 80% | 80% | 80%
| SPS1 | CH | Efficiency of power plants (electric)¦Oil¦Peak devices | % | 23.46% | 0.06635% | 30.03% | 24.95% | 28.72% | 34.54% | 31.73% | 25.91% | 28.33% | 28.68% | 28.58% | 28.86%
| SPS1 | CH | Efficiency of power plants (electric)¦Oil¦CHP Oil (for District Heating) | % | 2.729% | 0.0488% | 9.662% | 9.327% | 9.528% | 10.09% | 10.45% | 5.842% | 7.742% | 8.046% | 7.909% | 7.663%
| SPS1 | CH | Efficiency of power plants (electric)¦Oil¦Industrial CHPs oil | % | 21.08% | 24.59% | 21.79% | 26.3% | 26.29% | - | - | - | 23.28% | 22.91% | 23.2% | 22.57%
| SPS1 | CH | Efficiency of power plants (electric)¦Gas¦Gas turbines combined cycle | % | - | - | - | - | - | 52.19% | 54.92% | 55.14% | 52.65% | 51.16% | 52.28% | 51.26%
| SPS1 | CH | Efficiency of power plants (electric)¦Gas¦Gas turbines open cycle | % | - | - | - | - | - | 24.44% | 36.63% | 39.63% | 38.91% | 38.03% | 38.52% | 38.03%
| SPS1 | CH | Efficiency of power plants (electric)¦Gas¦Gas turbines combined cycle CCS | % | - | - | - | - | - | - | 52.57% | 51.69% | 54.79% | 54.57% | 54.59% | 54.59%
| SPS1 | CH | Efficiency of power plants (electric)¦Gas¦CHP Gas (for District Heating) | % | 25.61% | 18.42% | 22.34% | - | - | 0% | - | - | 0% | 0% | 0% | 0%
| SPS1 | CH | Efficiency of power plants (electric)¦Gas¦CHP Fuel Cell Gas (for District Heating) | % | bar: 2020 to 2070
| SPS1 | CH | Efficiency of power plants (electric)¦Gas¦Industrial CHPs gas | % | 33.87% | 34.96% | 33.83% | 35.9% | 35.74% | 34.66% | 32.05% | 21.77% | 21.65% | 21.66% | 21.59% | 21.18%
| SPS1 | CH | Efficiency of power plants (electric)¦Gas¦Industrial CHPs gas (CCS) | % | - | - | - | - | - | 28.11% | 29.2% | 32.19% | 32.1% | 32.04% | 31.89% | 31.11%
| SPS1 | CH | Efficiency of power plants (electric)¦Gas¦Industrial CHPs fuel cells (gas reformer) | % | bar: 2020 to 2070
| SPS1 | CH | Efficiency of power plants (electric)¦Gas¦Residential single family CHPs gas | % | 13.46% | 26.61% | 19.95% | 23.1% | 20.89% | 24.08% | - | - | 25.96% | 25.9% | 27.62% | 26.71%
| SPS1 | CH | Efficiency of power plants (electric)¦Gas¦Residential single family CHPs fuel cells gas | % | - | - | - | - | - | - | - | - | 45% | 45% | 45% | 45%
| SPS1 | CH | Efficiency of power plants (electric)¦Gas¦Residential multi family CHPs gas | % | 16.44% | 28.98% | 27.92% | 29.23% | 29.12% | 29.81% | - | - | 29% | 30.14% | 30.55% | 30.3%
| SPS1 | CH | Efficiency of power plants (electric)¦Gas¦Residential multi family CHPs fuel cells gas | % | - | - | - | - | - | - | - | - | 45% | 45% | 45% | 45%
| SPS1 | CH | Efficiency of power plants (electric)¦Gas¦Services sectors CHPs (bio)gas | % | 36.27% | 36.29% | 36.31% | 36.45% | 36.81% | 37.4% | 37.93% | 38.47% | 38.39% | 38.35% | 38.3% | 38.24%
| SPS1 | CH | Efficiency of power plants (electric)¦Gas¦Services sectors CHPs gas | % | 33.9% | 35.99% | 35.72% | 35.86% | 35.69% | 35.88% | - | - | 34.16% | 33.39% | 33.8% | 33.25%
| SPS1 | CH | Efficiency of power plants (electric)¦Gas¦Services sectors CHPs fuel cells (gas reformer) | % | - | - | - | - | - | - | - | - | 62% | 62% | 62% | 62%
| SPS1 | CH | Efficiency of power plants (electric)¦Wastes¦Wastes Incineration (electric only) | % | 35.75% | 35.75% | 35.75% | 35.75% | 35.75% | 35.75% | 35.75% | 35.75% | 35.75% | 35.75% | 35.75% | 35.75%
| SPS1 | CH | Efficiency of power plants (electric)¦Wastes¦Wastes Incineration (electric only) CCS | % | - | - | - | - | - | 33.47% | 33.81% | 34.14% | 34.14% | 34.14% | 34.14% | 34.14%
| SPS1 | CH | Efficiency of power plants (electric)¦Wastes¦CHP Wastes (for District Heating) | % | 3.838% | 3.762% | 3.781% | 3.747% | 3.743% | 3.411% | 2.885% | 2.611% | 2.508% | 2.435% | 2.429% | 2.43%
| SPS1 | CH | Efficiency of power plants (electric)¦Wastes¦CHP Wastes (for District Heating) CCS | % | - | - | - | - | - | 4.824% | 5.112% | 5.4% | 5.4% | 5.4% | 5.4% | 5.4%
| SPS1 | CH | Efficiency of power plants (electric)¦Wastes¦Industrial CHPs wastes | % | 6.198% | 6.198% | 6.197% | 6.197% | 6.197% | 6.197% | 6.197% | 6.197% | 6.197% | 6.197% | 6.197% | 6.197%
| SPS1 | CH | Efficiency of power plants (electric)¦Wastes¦Industrial CHPs wastes CCS | % | - | - | - | - | - | 4.788% | 4.682% | 4.543% | 4.543% | 4.543% | 4.543% | 4.543%
| SPS1 | CH | Efficiency of power plants (electric)¦Wood¦CHP Wood (for District Heating) | % | 24.38% | 19.64% | 25.83% | 22.77% | 24.57% | 30.49% | 30.6% | 30.61% | 30.53% | 30.5% | 30.56% | 30.49%
| SPS1 | CH | Efficiency of power plants (electric)¦Wood¦Biomass with CCS (BECCS) | % | - | - | - | - | - | 10.83% | 15.93% | 14.79% | 26.19% | 26.08% | 26.15% | 25.64%
| SPS1 | CH | Efficiency of power plants (electric)¦Wood¦Industrial CHPs wood | % | 19.75% | 22.57% | 25.11% | 29.47% | 29.14% | 35.21% | 35.94% | 36.71% | 33.8% | 26.39% | 31.24% | 24.45%
| SPS1 | CH | Efficiency of power plants (electric)¦Wood¦Industrial CHPs wood (CCS) | % | - | - | - | - | - | 33.53% | 34.21% | 34.88% | 34.84% | 34.86% | 34.89% | 34.86%
| SPS1 | CH | Efficiency of power plants (electric)¦Wood¦Residential single family CHPs wood | % | - | - | - | 17.12% | 18.9% | 23.34% | 24.14% | 25.84% | 24.43% | 21.83% | 24.14% | 21.33%
| SPS1 | CH | Efficiency of power plants (electric)¦Wood¦Residential multi family CHPs wood | % | - | - | - | 20.15% | 22.29% | 26.79% | 27.65% | 28.42% | 28.23% | 27.59% | 27.8% | 25.62%
| SPS1 | CH | Efficiency of power plants (electric)¦Wood¦Services sectors CHPs wood | % | - | - | - | 24.9% | 25.79% | 32.57% | 33.32% | 34.84% | 34.72% | 30.05% | 33.43% | 30.17%
| SPS1 | CH | Efficiency of power plants (electric)¦Wind¦Wind turbines | % | 100% | 100% | 100% | 100% | 100% | 100% | 100% | 100% | 100% | 100% | 100% | 100%
| SPS1 | CH | Efficiency of power plants (electric)¦Solar¦Solar PV (large scale) | % | 100% | 100% | 100% | 100% | 100% | 100% | 100% | 100% | 100% | 100% | 100% | 100%
| SPS1 | CH | Efficiency of power plants (electric)¦Solar¦Solar PV (Industry) | % | 100% | 100% | 100% | 100% | 100% | 100% | 100% | 100% | 100% | 100% | 100% | 100%
| SPS1 | CH | Efficiency of power plants (electric)¦Solar¦Solar PV (Residential single family) | % | 100% | 100% | 100% | 100% | 100% | 100% | 100% | 100% | 100% | 100% | 100% | 100%
| SPS1 | CH | Efficiency of power plants (electric)¦Solar¦Solar PV (Residential multi family) | % | 100% | 100% | 100% | 100% | 100% | 100% | 100% | 100% | 100% | 100% | 100% | 100%
| SPS1 | CH | Efficiency of power plants (electric)¦Solar¦Solar PV (Services) | % | 100% | 100% | 100% | 100% | 100% | 100% | 100% | 100% | 100% | 100% | 100% | 100%
| SPS1 | CH | Efficiency of power plants (electric)¦Geothermal¦Deep geothermal | % | - | - | - | - | - | - | 15% | 15% | 15% | 15% | 15% | 15%
| SPS1 | CH | Efficiency of power plants (electric)¦Hydrogen¦CHP Fuel Cell Hydrogen (for District Heating) | % | - | - | - | - | - | 42% | 42% | 42% | 42% | 42% | 42% | 42%
| SPS1 | CH | Efficiency of power plants (electric)¦Hydrogen¦Industrial CHPs fuel cells (hydrogen) | % | - | - | - | - | 52.25% | 55% | 57.5% | 60% | 60% | 60% | 60% | 60%
| SPS1 | CH | Efficiency of power plants (electric)¦Hydrogen¦Services sectors CHPs fuel cells (hydrogen) | % | - | - | - | 47.5% | 50.75% | 54% | 55.75% | 57.5% | 57.5% | 57.5% | 57.5% | 57.5%
| SPS1 | CH | Efficiency of power plants (electric)¦Electricity storage (non hydro)¦CAES | % | 70% | 69.98% | 69.99% | 70% | 69.99% | 69.99% | 70% | 69.98% | 70% | 70% | 70% | 70%
| SPS1 | CH | Efficiency of power plants (electric)¦Electricity storage (non hydro)¦Battery storage large size centralised | % | 86.68% | 86.67% | 86.68% | 86.69% | 86.7% | 86.7% | 86.7% | 86.7% | 86.7% | 86.7% | 86.7% | 86.7%
| SPS1 | CH | Efficiency of power plants (electric)¦Electricity storage (non hydro)¦Battery storage medium size centralised | % | 89.4% | 89.39% | 89.4% | 89.41% | 89.42% | 89.43% | 89.43% | 89.43% | 89.43% | 89.43% | 89.43% | 89.43%
| SPS1 | CH | Efficiency of power plants (electric)¦Electricity storage (non hydro)¦Batteries in industry | % | 90.34% | 90.34% | 90.36% | 90.42% | 90.42% | 90.42% | 90.42% | 90.42% | 90.42% | 90.42% | 90.43% | 90.42%
| SPS1 | CH | Efficiency of power plants (electric)¦Electricity storage (non hydro)¦Batteries in residential single family houses | % | 90.35% | 90.35% | 90.36% | 90.41% | 90.42% | 90.42% | 90.42% | 90.42% | 90.42% | 90.42% | 90.42% | 90.42%
| SPS1 | CH | Efficiency of power plants (electric)¦Electricity storage (non hydro)¦Batteries in residential multi-family houses | % | 90.35% | 90.35% | 90.36% | 90.41% | 90.42% | 90.42% | 90.42% | 90.42% | 90.42% | 90.42% | 90.42% | 90.42%
| SPS1 | CH | Efficiency of power plants (electric)¦Electricity storage (non hydro)¦Batteries in Services sector | % | 90.34% | 90.34% | 90.36% | 90.42% | 90.42% | 90.42% | 90.42% | 90.42% | 90.42% | 90.42% | 90.42% | 90.42%
| SPS1 | CH | Efficiency of heat plants (thermal) | % | bar: 2020 to 2070
| SPS1 | CH | Efficiency of heat plants (thermal)¦District heating¦Heat plants¦Gas¦Heat plant gas | % | 59.93% | 62.36% | 55.31% | 38.08% | 38.08% | 38.08% | 38.08% | 38.08% | 38.08% | 38.08% | 38.08% | 38.08%
| SPS1 | CH | Efficiency of heat plants (thermal)¦District heating¦Heat plants¦Nuclear fuel¦Heat plant nuclear | % | 200% | 200% | 200% | 200% | 200% | - | - | - | - | - | - | -
| SPS1 | CH | Efficiency of heat plants (thermal)¦District heating¦Heat plants¦Oil¦Heat plant oil | % | 85.45% | 85.45% | 85.45% | 85.45% | 85.45% | 85.45% | 85.45% | 85.45% | 85.45% | 85.45% | 85.45% | 85.45%
| SPS1 | CH | Efficiency of heat plants (thermal)¦District heating¦Heat plants¦Wood¦Heat plant wood | % | 70% | 70% | 70% | 70% | 70% | 70% | 70% | 70% | 70% | 70% | 70% | 70%
| SPS1 | CH | Efficiency of heat plants (thermal)¦District heating¦Heat plants¦Solar¦Heat plant solar | % | - | - | - | 0.5 | 0.5 | 0.5 | 0.5 | 0.5 | 0.5 | 0.5 | 0.5 | 0.5
| SPS1 | CH | Efficiency of heat plants (thermal)¦District heating¦Heat plants¦Geothermal¦Heat plant deep geothermal | % | - | - | - | - | - | 0.85 | 0.85 | 0.85 | 0.85 | 0.85 | 0.85 | 0.85
| SPS1 | CH | Efficiency of heat plants (thermal)¦District heating¦Heat plants¦Electricity¦Centralised Heat pump | % | - | 300% | 300% | 300% | 300% | 300% | 300% | 300% | 300% | 300% | 300% | 300%
| SPS1 | CH | Domestic biodiesel production | PJ/yr. | 1.1998 | 1.2033 | 2.9457e-05 | 0.0068057 | 0.0052953 | 0.0046516 | 0.0042071 | 2.657 | 3.9956 | 3.4347 | 3.9559 | 3.9362
| SPS1 | CH | Domestic biodiesel production¦Wood | PJ/yr. | 1.1998 | 1.2033 | 2.9457e-05 | 0.0068057 | 0.0052953 | 0.0046516 | 0.0042071 | 2.657 | 3.9956 | 3.4347 | 3.9559 | 3.9362
| SPS1 | CH | Domestic biodiesel production¦Wood¦Fischer Tropsch | PJ/yr. | 1.1998 | 1.2033 | 2.9457e-05 | 0.0068057 | 0.0052953 | 0.0034163 | 0.0023883 | 0.00087459 | 0.00057911 | 0.054065 | 0.00068811 | 0.0020826
| SPS1 | CH | Domestic biodiesel production¦Wood¦Fischer Tropsch CCS | PJ/yr. | 0 | 0 | 0 | 0 | 0 | 0.0012353 | 0.0018188 | 2.6561 | 3.995 | 3.3806 | 3.9552 | 3.9342
| SPS1 | CH | Heat from domestic biodiesel production | PJ/yr. | 0.46792 | 0.46927 | 1.1488e-05 | 0.0026542 | 0.0020652 | 0.0018141 | 0.0016408 | 1.0362 | 1.5583 | 1.3395 | 1.5428 | 1.5351
| SPS1 | CH | Heat from domestic biodiesel production¦Wood | PJ/yr. | 0.46792 | 0.46927 | 1.1488e-05 | 0.0026542 | 0.0020652 | 0.0018141 | 0.0016408 | 1.0362 | 1.5583 | 1.3395 | 1.5428 | 1.5351
| SPS1 | CH | Heat from domestic biodiesel production¦Wood¦Fischer Tropsch | PJ/yr. | 0.46792 | 0.46927 | 1.1488e-05 | 0.0026542 | 0.0020652 | 0.0013323 | 0.00093144 | 0.00034109 | 0.00022585 | 0.021086 | 0.00026836 | 0.00081222
| SPS1 | CH | Heat from domestic biodiesel production¦Wood¦Fischer Tropsch CCS | PJ/yr. | 0 | 0 | 0 | 0 | 0 | 0.00048179 | 0.00070933 | 1.0359 | 1.558 | 1.3184 | 1.5425 | 1.5343
| SPS1 | CH | Fuel input for domestic biodiesel production | PJ/yr. | 3.5022 | 3.5123 | 8.5985e-05 | 0.019866 | 0.015457 | 0.013652 | 0.012389 | 7.9139 | 11.9011 | 10.2272 | 11.7829 | 11.7242
| SPS1 | CH | Fuel input for domestic biodiesel production¦Wood | PJ/yr. | 3.4188 | 3.4287 | 8.3938e-05 | 0.019393 | 0.015089 | 0.013255 | 0.011988 | 7.571 | 11.3854 | 9.7871 | 11.2724 | 11.2163
| SPS1 | CH | Fuel input for domestic biodiesel production¦Wood¦Fischer Tropsch | PJ/yr. | 3.4188 | 3.4287 | 8.3938e-05 | 0.019393 | 0.015089 | 0.0097346 | 0.0068055 | 0.0024921 | 0.0016502 | 0.15406 | 0.0019608 | 0.0059344
| SPS1 | CH | Fuel input for domestic biodiesel production¦Wood¦Fischer Tropsch CCS | PJ/yr. | 0 | 0 | 0 | 0 | 0 | 0.0035201 | 0.0051827 | 7.5685 | 11.3837 | 9.633 | 11.2704 | 11.2104
| SPS1 | CH | Fuel input for domestic biodiesel production¦Electricity | PJ/yr. | 0.083385 | 0.083627 | 2.0473e-06 | 0.000473 | 0.00036802 | 0.00039688 | 0.00040074 | 0.34289 | 0.51568 | 0.4401 | 0.51055 | 0.50793
| SPS1 | CH | Fuel input for domestic biodiesel production¦Electricity¦Fischer Tropsch | PJ/yr. | 0.083385 | 0.083627 | 2.0473e-06 | 0.000473 | 0.00036802 | 0.00023743 | 0.00016599 | 6.0784e-05 | 4.0248e-05 | 0.0037576 | 4.7824e-05 | 0.00014474
| SPS1 | CH | Fuel input for domestic biodiesel production¦Electricity¦Fischer Tropsch CCS | PJ/yr. | 0 | 0 | 0 | 0 | 0 | 0.00015945 | 0.00023476 | 0.34283 | 0.51564 | 0.43634 | 0.51051 | 0.50779
| SPS1 | CH | Efficiency for domestic biodiesel production | % | bar: 2020 to 2070
| SPS1 | CH | Efficiency for domestic biodiesel production¦Wood¦Fischer Tropsch | % | 47.62% | 47.62% | 47.62% | 47.62% | 47.62% | 47.62% | 47.62% | 47.62% | 47.62% | 47.62% | 47.62% | 47.62%
| SPS1 | CH | Efficiency for domestic biodiesel production¦Wood¦Fischer Tropsch CCS | % | - | - | - | - | - | 46.67% | 46.67% | 46.67% | 46.67% | 46.67% | 46.67% | 46.67%
| SPS1 | CH | Domestic ethanol production | PJ/yr. | 0.2782 | 0.057611 | 1.0371 | 0.30667 | 0.0012031 | 0.0013651 | 0.0016733 | 0.0011923 | 0.0016448 | 0.066216 | 0.0028397 | 0.016735
| SPS1 | CH | Domestic ethanol production¦Wood | PJ/yr. | 0.2782 | 0.057611 | 1.0371 | 0.30667 | 0.0012031 | 0.0013651 | 0.0016733 | 0.0011923 | 0.0016448 | 0.066216 | 0.0028397 | 0.016735
| SPS1 | CH | Domestic ethanol production¦Wood¦Ethanol reactor | PJ/yr. | 0.2782 | 0.057611 | 1.0371 | 0.30667 | 0.0012031 | 0.00084413 | 0.00080165 | 0.00046868 | 0.00072993 | 0.019359 | 0.00089237 | 0.0028595
| SPS1 | CH | Domestic ethanol production¦Wood¦Ethanol reactor with CCS | PJ/yr. | 0 | 0 | 0 | 0 | 0 | 0.00052098 | 0.00087165 | 0.00072362 | 0.00091484 | 0.046856 | 0.0019473 | 0.013875
| SPS1 | CH | Fuel input for domestic ethanol production | PJ/yr. | 1.0377 | 0.21489 | 3.8682 | 1.1439 | 0.0044876 | 0.0053315 | 0.0066424 | 0.0047802 | 0.0065558 | 0.26854 | 0.011488 | 0.068803
| SPS1 | CH | Fuel input for domestic ethanol production¦Wood | PJ/yr. | 0.58143 | 0.12041 | 2.1675 | 0.64094 | 0.0025145 | 0.0028531 | 0.0034972 | 0.0024919 | 0.0034376 | 0.13839 | 0.0059349 | 0.034976
| SPS1 | CH | Fuel input for domestic ethanol production¦Wood¦Ethanol reactor | PJ/yr. | 0.58143 | 0.12041 | 2.1675 | 0.64094 | 0.0025145 | 0.0017642 | 0.0016754 | 0.00097955 | 0.0015255 | 0.040461 | 0.0018651 | 0.0059764
| SPS1 | CH | Fuel input for domestic ethanol production¦Wood¦Ethanol reactor CCS | PJ/yr. | 0 | 0 | 0 | 0 | 0 | 0.0010889 | 0.0018218 | 0.0015124 | 0.001912 | 0.09793 | 0.0040698 | 0.028999
| SPS1 | CH | Fuel input for domestic ethanol production¦Electricity | PJ/yr. | 0.45624 | 0.094481 | 1.7008 | 0.50294 | 0.0019731 | 0.0024784 | 0.0031452 | 0.0022882 | 0.0031182 | 0.13015 | 0.0055528 | 0.033828
| SPS1 | CH | Fuel input for domestic ethanol production¦Electricity¦Ethanol reactor | PJ/yr. | 0.45624 | 0.094481 | 1.7008 | 0.50294 | 0.0019731 | 0.0013844 | 0.0013147 | 0.00076864 | 0.0011971 | 0.03175 | 0.0014635 | 0.0046896
| SPS1 | CH | Fuel input for domestic ethanol production¦Electricity¦Ethanol reactor CCS | PJ/yr. | 0 | 0 | 0 | 0 | 0 | 0.0010941 | 0.0018305 | 0.0015196 | 0.0019212 | 0.098399 | 0.0040893 | 0.029138
| SPS1 | CH | Efficiency for domestic ethanol production | % | bar: 2020 to 2070
| SPS1 | CH | Efficiency for domestic ethanol production¦Wood¦Ethanol reactor | % | 26.81% | 0.2681 | 0.2681 | 0.2681 | 0.2681 | 0.2681 | 0.2681 | 0.2681 | 0.2681 | 0.2681 | 0.2681 | 0.2681
| SPS1 | CH | Efficiency for domestic ethanol production¦Wood¦Ethanol reactor CCS | % | - | - | - | - | - | 0.23866 | 0.23866 | 0.23866 | 0.23866 | 0.23866 | 0.23866 | 0.23866
| SPS1 | CH | Domestic biogas production | PJ/yr. | 6.9575 | 9.6948 | 9.701 | 10.1929 | 10.1814 | 12.8171 | 13.7849 | 18.1751 | 18.9182 | 19.6567 | 19.6534 | 19.6778
| SPS1 | CH | Domestic biogas production¦Manure¦Fermentation | PJ/yr. | 1.328 | 3.9449 | 4.3848 | 4.3848 | 4.3848 | 4.3973 | 4.5587 | 8.2006 | 8.2006 | 8.2006 | 8.2006 | 8.2007
| SPS1 | CH | Domestic biogas production¦Wastes¦Renewable | PJ/yr. | 5.6294 | 5.749 | 5.3162 | 5.8049 | 5.7928 | 8.4154 | 9.221 | 9.9641 | 10.7074 | 11.4442 | 11.4392 | 11.4402
| SPS1 | CH | Domestic biogas production¦Wastes¦Renewable¦Gasification | PJ/yr. | 5.6294 | 5.749 | 5.3162 | 5.8049 | 5.7928 | 8.4095 | 9.2133 | 9.8446 | 10.599 | 11.3179 | 11.3976 | 11.3998
| SPS1 | CH | Domestic biogas production¦Wastes¦Renewable¦Gasification CCS | PJ/yr. | 0 | 0 | 0 | 0 | 0 | 0 | 0 | 0 | 0 | 0 | 0 | 0
| SPS1 | CH | Domestic biogas production¦Wastes¦Renewable¦Hydrothermal gasification | PJ/yr. | 0 | 0 | 0 | 0 | 0 | 0.0047609 | 0.0065868 | 0.10862 | 0.10379 | 0.11485 | 0.032081 | 0.030126
| SPS1 | CH | Domestic biogas production¦Wastes¦Renewable¦Hydrothermal gasification CCS | PJ/yr. | 0 | 0 | 0 | 0 | 0 | 0.0011496 | 0.0011038 | 0.010902 | 0.0045498 | 0.011521 | 0.0095559 | 0.01026
| SPS1 | CH | Domestic biogas production¦Wood | PJ/yr. | 0 | 0.00091404 | 3.9382e-05 | 0.0031923 | 0.0037974 | 0.0043954 | 0.0052928 | 0.010411 | 0.010245 | 0.011881 | 0.013584 | 0.036899
| SPS1 | CH | Domestic biogas production¦Wood¦Gasification | PJ/yr. | 0 | 0.00091404 | 3.9382e-05 | 0.0031923 | 0.0037974 | 0.0021447 | 0.0025177 | 0.0022364 | 0.0028881 | 0.0024556 | 0.003353 | 0.012925
| SPS1 | CH | Domestic biogas production¦Wood¦Gasification CCS | PJ/yr. | 0 | 0 | 0 | 0 | 0 | 0.0022507 | 0.0027751 | 0.0081743 | 0.0073566 | 0.0094255 | 0.010231 | 0.023974
| SPS1 | CH | Electricity from domestic biogas production | PJ/yr. | 0.11259 | 0.11502 | 0.10632 | 0.11623 | 0.11601 | 0.16839 | 0.18449 | 0.19731 | 0.2124 | 0.22685 | 0.2285 | 0.22947
| SPS1 | CH | Electricity from domestic biogas production¦Manure¦Fermentation | PJ/yr. | 0 | 0 | 0 | 0 | 0 | 0 | 0 | 0 | 0 | 0 | 0 | 0
| SPS1 | CH | Electricity from domestic biogas production¦Wastes¦Renewable¦Total | PJ/yr. | 0.11259 | 0.11498 | 0.10632 | 0.1161 | 0.11586 | 0.16819 | 0.18427 | 0.19689 | 0.21198 | 0.22636 | 0.22795 | 0.228
| SPS1 | CH | Electricity from domestic biogas production¦Wastes¦Renewable¦Gasification | PJ/yr. | 0.11259 | 0.11498 | 0.10632 | 0.1161 | 0.11586 | 0.16819 | 0.18427 | 0.19689 | 0.21198 | 0.22636 | 0.22795 | 0.228
| SPS1 | CH | Electricity from domestic biogas production¦Wastes¦Renewable¦Gasification CCS | PJ/yr. | 0 | 0 | 0 | 0 | 0 | 0 | 0 | 0 | 0 | 0 | 0 | 0
| SPS1 | CH | Electricity from domestic biogas production¦Wastes¦Renewable¦Hydrothermal gasification | PJ/yr. | 0 | 0 | 0 | 0 | 0 | 0 | 0 | 0 | 0 | 0 | 0 | 0
| SPS1 | CH | Electricity from domestic biogas production¦Wastes¦Renewable¦Hydrothermal gasification CCS | PJ/yr. | 0 | 0 | 0 | 0 | 0 | 0 | 0 | 0 | 0 | 0 | 0 | 0
| SPS1 | CH | Electricity from domestic biogas production¦Wood | PJ/yr. | 0 | 3.6562e-05 | 0 | 0.00012769 | 0.0001519 | 0.00019505 | 0.00022451 | 0.00041829 | 0.00041765 | 0.00049029 | 0.00054412 | 0.001476
| SPS1 | CH | Electricity from domestic biogas production¦Wood¦Gasification | PJ/yr. | 0 | 3.6562e-05 | 0 | 0.00012769 | 0.0001519 | 8.579e-05 | 0.00010071 | 8.9457e-05 | 0.00011552 | 9.8225e-05 | 0.00013412 | 0.00051701
| SPS1 | CH | Electricity from domestic biogas production¦Wood¦Gasification CCS | PJ/yr. | 0 | 0 | 0 | 0 | 0 | 0.00010926 | 0.0001238 | 0.00032884 | 0.00030213 | 0.00039207 | 0.00041 | 0.00095895
| SPS1 | CH | Heat from domestic biogas production | PJ/yr. | 0 | 0.00010969 | 4.7259e-06 | 0.00038307 | 0.00045569 | 0.00053438 | 0.00063817 | 0.0012493 | 0.0012294 | 0.0014265 | 0.0016301 | 0.0044279
| SPS1 | CH | Heat from domestic biogas production¦Manure¦Fermentation | PJ/yr. | 0 | 0 | 0 | 0 | 0 | 0 | 0 | 0 | 0 | 0 | 0 | 0
| SPS1 | CH | Heat from domestic biogas production¦Wastes¦Renewable | PJ/yr. | 0 | 0 | 0 | 0 | 0 | 0 | 0 | 0 | 0 | 0 | 0 | 0
| SPS1 | CH | Heat from domestic biogas production¦Wastes¦Renewable¦Gasification | PJ/yr. | 0 | 0 | 0 | 0 | 0 | 0 | 0 | 0 | 0 | 0 | 0 | 0
| SPS1 | CH | Heat from domestic biogas production¦Wastes¦Renewable¦Gasification CCS | PJ/yr. | 0 | 0 | 0 | 0 | 0 | 0 | 0 | 0 | 0 | 0 | 0 | 0
| SPS1 | CH | Heat from domestic biogas production¦Wastes¦Renewable¦Hydrothermal gasification | PJ/yr. | 0 | 0 | 0 | 0 | 0 | 0 | 0 | 0 | 0 | 0 | 0 | 0
| SPS1 | CH | Heat from domestic biogas production¦Wastes¦Renewable¦Hydrothermal gasification CCS | PJ/yr. | 0 | 0 | 0 | 0 | 0 | 0 | 0 | 0 | 0 | 0 | 0 | 0
| SPS1 | CH | Heat from domestic biogas production¦Wood | PJ/yr. | 0 | 0.00010969 | 4.7259e-06 | 0.00038307 | 0.00045569 | 0.00053438 | 0.00063817 | 0.0012493 | 0.0012294 | 0.0014265 | 0.0016301 | 0.0044279
| SPS1 | CH | Heat from domestic biogas production¦Wood¦Gasification | PJ/yr. | 0 | 0.00010969 | 4.7259e-06 | 0.00038307 | 0.00045569 | 0.00025737 | 0.00030213 | 0.00026837 | 0.00034657 | 0.00029468 | 0.00040236 | 0.001551
| SPS1 | CH | Heat from domestic biogas production¦Wood¦Gasification CCS | PJ/yr. | 0 | 0 | 0 | 0 | 0 | 0.00027701 | 0.00033604 | 0.00098092 | 0.00088279 | 0.0011318 | 0.0012277 | 0.0028768
| SPS1 | CH | Fuel input for domestic biogas production | PJ/yr. | 13.4776 | 21.1687 | 21.6813 | 22.5259 | 22.5059 | 27.0507 | 28.8981 | 40.5684 | 41.8484 | 43.1137 | 43.1319 | 43.1679
| SPS1 | CH | Fuel input for domestic biogas production¦Manure¦Fermentation | PJ/yr. | 3.7982 | 11.2824 | 12.5404 | 12.5405 | 12.5405 | 12.5762 | 13.0379 | 23.4537 | 23.4537 | 23.4537 | 23.4537 | 23.4541
| SPS1 | CH | Fuel input for domestic biogas production¦Wastes¦Renewable | PJ/yr. | 9.6794 | 9.885 | 9.1409 | 9.9811 | 9.9603 | 14.4682 | 15.8527 | 17.0995 | 18.3798 | 19.6426 | 19.6583 | 19.6605
| SPS1 | CH | Fuel input for domestic biogas production¦Wastes¦Renewable¦Gasification | PJ/yr. | 9.6794 | 9.885 | 9.1409 | 9.9811 | 9.9603 | 14.4596 | 15.8416 | 16.927 | 18.2243 | 19.4602 | 19.5973 | 19.6011
| SPS1 | CH | Fuel input for domestic biogas production¦Wastes¦Renewable¦Gasification CCS | PJ/yr. | 0 | 0 | 0 | 0 | 0 | 0 | 0 | 0 | 0 | 0 | 0 | 0
| SPS1 | CH | Fuel input for domestic biogas production¦Wastes¦Renewable¦Hydrothermal gasification | PJ/yr. | 0 | 0 | 0 | 0 | 0 | 0.0068013 | 0.0094096 | 0.15517 | 0.14827 | 0.16407 | 0.04583 | 0.043036
| SPS1 | CH | Fuel input for domestic biogas production¦Wastes¦Renewable¦Hydrothermal gasification CCS | PJ/yr. | 0 | 0 | 0 | 0 | 0 | 0.0018247 | 0.001752 | 0.017305 | 0.007222 | 0.018288 | 0.015168 | 0.016286
| SPS1 | CH | Fuel input for domestic biogas production¦Wood | PJ/yr. | 0 | 0.001234 | 5.3166e-05 | 0.0043096 | 0.0051265 | 0.0062652 | 0.007554 | 0.015258 | 0.014914 | 0.017428 | 0.019846 | 0.053344
| SPS1 | CH | Fuel input for domestic biogas production¦Wood¦Gasification | PJ/yr. | 0 | 0.001234 | 5.3166e-05 | 0.0043096 | 0.0051265 | 0.0028954 | 0.0033989 | 0.0030192 | 0.0038989 | 0.0033151 | 0.0045266 | 0.017449
| SPS1 | CH | Fuel input for domestic biogas production¦Wood¦Gasification CCS | PJ/yr. | 0 | 0 | 0 | 0 | 0 | 0.0033698 | 0.0041551 | 0.012239 | 0.011015 | 0.014113 | 0.01532 | 0.035895
| SPS1 | CH | Efficiency for domestic biogas production | PJ/yr. | bar: 2020 to 2070
| SPS1 | CH | Efficiency for domestic biogas production¦Manure¦Fermentation | PJ/yr. | 34.97% | 34.97% | 34.97% | 34.97% | 34.97% | 34.97% | 34.97% | 34.97% | 34.97% | 34.97% | 34.97% | 34.97%
| SPS1 | CH | Efficiency for domestic biogas production¦Wastes¦Renewable¦Gasification | PJ/yr. | 59.32% | 59.32% | 59.32% | 59.32% | 59.32% | 59.32% | 59.32% | 59.32% | 59.32% | 59.32% | 59.32% | 59.32%
| SPS1 | CH | Efficiency for domestic biogas production¦Wastes¦Renewable¦Gasification CCS | PJ/yr. | bar: 2020 to 2070
| SPS1 | CH | Efficiency for domestic biogas production¦Wastes¦Renewable¦Hydrothermal gasification | PJ/yr. | - | - | - | - | - | 70% | 70% | 70% | 70% | 70% | 70% | 70%
| SPS1 | CH | Efficiency for domestic biogas production¦Wastes¦Renewable¦Hydrothermal gasification CCS | PJ/yr. | - | - | - | - | - | 63% | 63% | 63% | 63% | 63% | 63% | 63%
| SPS1 | CH | Efficiency for domestic biogas production¦Wood¦Gasification | PJ/yr. | - | 85.93% | 82.96% | 85.93% | 85.93% | 85.93% | 85.93% | 85.93% | 85.93% | 85.93% | 85.93% | 85.93%
| SPS1 | CH | Efficiency for domestic biogas production¦Wood¦Gasification CCS | PJ/yr. | - | - | - | - | - | 78.25% | 77.86% | 77.49% | 77.55% | 77.59% | 77.47% | 77.47%
| SPS1 | CH | Domestic hydrogen production | PJ/yr. | 0.0049475 | 0.018955 | 0.01932 | 0.44726 | 8.3323 | 16.5633 | 17.9723 | 29.9627 | 32.747 | 33.2117 | 36.5947 | 36.6157
| SPS1 | CH | Domestic hydrogen production¦Electricity | PJ/yr. | 0.0049475 | 0.018955 | 0.01932 | 0.43688 | 8.2742 | 16.5268 | 17.9115 | 27.5131 | 27.5336 | 27.6186 | 27.6186 | 27.6216
| SPS1 | CH | Domestic hydrogen production¦Electricity¦PEM electrolysis small-medium scale | PJ/yr. | 0.0049475 | 0.018955 | 0.01932 | 0.43686 | 8.274 | 13.899 | 14.7277 | 24.3061 | 24.3261 | 24.4134 | 24.4122 | 24.373
| SPS1 | CH | Domestic hydrogen production¦Electricity¦PEM electrolysis large scale | PJ/yr. | 0 | 0 | 0 | 2.1501e-05 | 0.00012713 | 2.5524 | 3.0641 | 3.1506 | 3.1506 | 3.1506 | 3.1506 | 3.1506
| SPS1 | CH | Domestic hydrogen production¦Electricity¦SOEC electrolysis | PJ/yr. | 0 | 0 | 0 | 0 | 0 | 0.075346 | 0.11965 | 0.056434 | 0.056888 | 0.054578 | 0.055862 | 0.098031
| SPS1 | CH | Domestic hydrogen production¦Gas | PJ/yr. | 0 | 0 | 0 | 0 | 0 | 0 | 0 | 0.0015347 | 0.0018685 | 0.0023464 | 0.0022507 | 0.0028461
| SPS1 | CH | Domestic hydrogen production¦Gas¦SMR-ATR Reforming | PJ/yr. | 0 | 0 | 0 | 0 | 0 | 0 | 0 | 0.0007211 | 0.00072109 | 0.00097626 | 0.00082909 | 0.0013167
| SPS1 | CH | Domestic hydrogen production¦Gas¦SMR-ATR Reforming CCS | PJ/yr. | 0 | 0 | 0 | 0 | 0 | 0 | 0 | 0.00081362 | 0.0011475 | 0.0013702 | 0.0014216 | 0.0015295
| SPS1 | CH | Domestic hydrogen production¦Gas¦Fossil gases | PJ/yr. | 0 | 0 | 0 | 0 | 0 | 0 | 0 | 0 | 0 | 0 | 0 | 0
| SPS1 | CH | Domestic hydrogen production¦Gas¦Fossil gases¦SMR-ATR Reforming | PJ/yr. | 0 | 0 | 0 | 0 | 0 | 0 | 0 | 0 | 0 | 0 | 0 | 0
| SPS1 | CH | Domestic hydrogen production¦Gas¦Fossil gases¦SMR-ATR Reforming CCS | PJ/yr. | 0 | 0 | 0 | 0 | 0 | 0 | 0 | 0 | 0 | 0 | 0 | 0
| SPS1 | CH | Domestic hydrogen production¦Gas¦Synthetic gases | PJ/yr. | 0 | 0 | 0 | 0 | 0 | 0 | 0 | 0.0015347 | 0.0018685 | 0.0023464 | 0.0022507 | 0.0028461
| SPS1 | CH | Domestic hydrogen production¦Gas¦Synthetic gases¦SMR-ATR Reforming | PJ/yr. | 0 | 0 | 0 | 0 | 0 | 0 | 0 | 0.0007211 | 0.00072109 | 0.00097626 | 0.00082909 | 0.0013167
| SPS1 | CH | Domestic hydrogen production¦Gas¦Synthetic gases¦SMR-ATR Reforming CCS | PJ/yr. | 0 | 0 | 0 | 0 | 0 | 0 | 0 | 0.00081362 | 0.0011475 | 0.0013702 | 0.0014216 | 0.0015295
| SPS1 | CH | Domestic hydrogen production¦Wood | PJ/yr. | 0 | 0 | 0 | 0.01038 | 0.058135 | 0.036543 | 0.060786 | 2.448 | 5.2115 | 5.5908 | 8.9738 | 8.9912
| SPS1 | CH | Domestic hydrogen production¦Wood¦Gasification | PJ/yr. | 0 | 0 | 0 | 0.01038 | 0.058135 | 0.036543 | 0.060786 | 0.0011988 | 0.00078801 | 0.0016391 | 0.00081703 | 0.0024456
| SPS1 | CH | Domestic hydrogen production¦Wood¦Gasification CCS | PJ/yr. | 0 | 0 | 0 | 0 | 0 | 0 | 0 | 2.4468 | 5.2107 | 5.5891 | 8.973 | 8.9888
| SPS1 | CH | Fuel input for hydrogen production | PJ/yr. | 0.0072226 | 0.027312 | 0.027307 | 0.61577 | 11.0925 | 21.3752 | 22.5461 | 37.7693 | 42.5593 | 43.3177 | 49.1505 | 49.1802
| SPS1 | CH | Fuel input for hydrogen production¦Electricity | PJ/yr. | 0.0072226 | 0.027312 | 0.027307 | 0.59847 | 10.9956 | 21.303 | 22.4292 | 33.5402 | 33.5651 | 33.6692 | 33.669 | 33.6634
| SPS1 | CH | Fuel input for hydrogen production¦Electricity¦PEM electrolysis small-medium scale | PJ/yr. | 0.0072226 | 0.027312 | 0.027307 | 0.59844 | 10.9954 | 17.9343 | 18.4673 | 29.6415 | 29.666 | 29.7724 | 29.7709 | 29.7231
| SPS1 | CH | Fuel input for hydrogen production¦Electricity¦PEM electrolysis large scale | PJ/yr. | 0 | 0 | 0 | 2.9453e-05 | 0.00016895 | 3.2934 | 3.8422 | 3.8422 | 3.8422 | 3.8422 | 3.8422 | 3.8422
| SPS1 | CH | Fuel input for hydrogen production¦Electricity¦SOEC electrolysis | PJ/yr. | 0 | 0 | 0 | 0 | 0 | 0.075346 | 0.11965 | 0.056434 | 0.056888 | 0.054578 | 0.055862 | 0.098031
| SPS1 | CH | Fuel input for hydrogen production¦Heat | PJ/yr. | 0 | 0 | 0 | 0 | 0 | 0.011259 | 0.015587 | 0.0062704 | 0.0063209 | 0.0060642 | 0.0062069 | 0.010892
| SPS1 | CH | Fuel input for hydrogen production¦Heat¦SOEC electrolysis | PJ/yr. | 0 | 0 | 0 | 0 | 0 | 0.011259 | 0.015587 | 0.0062704 | 0.0063209 | 0.0060642 | 0.0062069 | 0.010892
| SPS1 | CH | Fuel input for hydrogen production¦Gas | PJ/yr. | 0 | 0 | 0 | 0 | 0 | 0 | 0 | 0.002128 | 0.0026118 | 0.0032703 | 0.0031512 | 0.003949
| SPS1 | CH | Fuel input for hydrogen production¦Gas¦SMR-ATR Reforming | PJ/yr. | 0 | 0 | 0 | 0 | 0 | 0 | 0 | 0.00094882 | 0.0009488 | 0.0012846 | 0.0010909 | 0.0017325
| SPS1 | CH | Fuel input for hydrogen production¦Gas¦SMR-ATR Reforming CCS | PJ/yr. | 0 | 0 | 0 | 0 | 0 | 0 | 0 | 0.0011792 | 0.001663 | 0.0019857 | 0.0020602 | 0.0022166
| SPS1 | CH | Fuel input for hydrogen production¦Gas¦Fossil gases | PJ/yr. | 0 | 0 | 0 | 0 | 0 | 0 | 0 | 0 | 0 | 0 | 0 | 0
| SPS1 | CH | Fuel input for hydrogen production¦Gas¦Fossil gases¦SMR-ATR Reforming | PJ/yr. | 0 | 0 | 0 | 0 | 0 | 0 | 0 | 0 | 0 | 0 | 0 | 0
| SPS1 | CH | Fuel input for hydrogen production¦Gas¦Fossil gases¦SMR-ATR Reforming CCS | PJ/yr. | 0 | 0 | 0 | 0 | 0 | 0 | 0 | 0 | 0 | 0 | 0 | 0
| SPS1 | CH | Fuel input for hydrogen production¦Gas¦Synthetic gases | PJ/yr. | 0 | 0 | 0 | 0 | 0 | 0 | 0 | 0.002128 | 0.0026118 | 0.0032703 | 0.0031512 | 0.003949
| SPS1 | CH | Fuel input for hydrogen production¦Gas¦Synthetic gases¦SMR-ATR Reforming | PJ/yr. | 0 | 0 | 0 | 0 | 0 | 0 | 0 | 0.00094882 | 0.0009488 | 0.0012846 | 0.0010909 | 0.0017325
| SPS1 | CH | Fuel input for hydrogen production¦Gas¦Synthetic gases¦SMR-ATR Reforming CCS | PJ/yr. | 0 | 0 | 0 | 0 | 0 | 0 | 0 | 0.0011792 | 0.001663 | 0.0019857 | 0.0020602 | 0.0022166
| SPS1 | CH | Fuel input for hydrogen production¦Wood | PJ/yr. | 0 | 0 | 0 | 0.017299 | 0.096892 | 0.060906 | 0.10131 | 4.2207 | 8.9853 | 9.6392 | 15.4721 | 15.502
| SPS1 | CH | Fuel input for hydrogen production¦Wood¦Gasification | PJ/yr. | 0 | 0 | 0 | 0.017299 | 0.096892 | 0.060906 | 0.10131 | 0.0019979 | 0.0013133 | 0.0027318 | 0.0013617 | 0.0040759
| SPS1 | CH | Fuel input for hydrogen production¦Wood¦Gasification CCS | PJ/yr. | 0 | 0 | 0 | 0 | 0 | 0 | 0 | 4.2187 | 8.984 | 9.6364 | 15.4707 | 15.4979
| SPS1 | CH | Efficiency for hydrogen production | % | bar: 2020 to 2070
| SPS1 | CH | Efficiency for hydrogen production¦Electricity¦PEM electrolysis small-medium scale | % | 68.5% | 69.4% | 70.75% | 73% | 75.25% | 77.5% | 79.75% | 82% | 82% | 82% | 82% | 82%
| SPS1 | CH | Efficiency for hydrogen production¦Electricity¦PEM electrolysis large scale | % | - | - | - | 73% | 75.25% | 77.5% | 79.75% | 82% | 82% | 82% | 82% | 82%
| SPS1 | CH | Efficiency for hydrogen production¦Electricity¦SOEC electrolysis | % | - | - | - | - | - | 87% | 88.47% | 90% | 90% | 90% | 90% | 90%
| SPS1 | CH | Efficiency for hydrogen production¦Gas¦SMR-ATR Reforming | % | - | - | - | - | - | - | - | 76% | 76% | 76% | 76% | 76%
| SPS1 | CH | Efficiency for hydrogen production¦Gas¦SMR-ATR Reforming CCS | % | - | - | - | - | - | - | - | 69% | 69% | 69% | 69% | 69%
| SPS1 | CH | Efficiency for hydrogen production¦Wood¦Gasification | % | - | - | - | 60% | 60% | 60% | 60% | 60% | 60% | 60% | 60% | 60%
| SPS1 | CH | Efficiency for hydrogen production¦Wood¦Gasification CCS | % | - | - | - | - | - | - | - | 58% | 58% | 58% | 58% | 58%
| SPS1 | CH | Biomethane production from biogas upgrade | PJ/yr. | 1.1765 | 3.0769 | 2.6371 | 2.6371 | 2.6376 | 2.816 | 3.8655 | 7.4182 | 9.5151 | 10.0528 | 10.053 | 10.0638
| SPS1 | CH | Fuel input for biogas upgrade to biomethane | PJ/yr. | 1.2891 | 3.3714 | 2.8895 | 2.8895 | 2.8901 | 3.0855 | 4.2355 | 8.1282 | 10.4257 | 11.0149 | 11.0151 | 11.027
| SPS1 | CH | Efficiency for biomethane production from biogas upgrade | PJ/yr. | 91.27% | 91.27% | 91.27% | 91.27% | 91.27% | 91.27% | 91.27% | 91.27% | 91.27% | 91.27% | 91.27% | 91.27%
| SPS1 | SPS1 | Domestic wood to pellet production | PJ/yr. | 5.9798 | 6.9698 | 6.4756 | 6.8037 | 7.0706 | 7.3196 | 7.3732 | 8.4193 | 7.5325 | 7.6226 | 7.6224 | 7.623
| SPS1 | SPS1 | Domestic wood to pellet production¦Pellets | PJ/yr. | 5.9798 | 6.9698 | 6.4756 | 6.8037 | 7.0706 | 7.3196 | 7.3732 | 8.4193 | 7.5325 | 7.6226 | 7.6224 | 7.623
| SPS1 | SPS1 | Fuel input for wood to pellet production | PJ/yr. | 7.1188 | 8.2974 | 7.7091 | 8.0997 | 8.4174 | 8.7138 | 8.7776 | 10.023 | 8.9673 | 9.0745 | 9.0743 | 9.075
| SPS1 | SPS1 | Fuel input for wood to pellet production¦Wood | PJ/yr. | 7.1188 | 8.2974 | 7.7091 | 8.0997 | 8.4174 | 8.7138 | 8.7776 | 10.023 | 8.9673 | 9.0745 | 9.0743 | 9.075
| SPS1 | SPS1 | Efficiency for wood to pellet production | % | 84% | 84% | 84% | 84% | 84% | 84% | 84% | 84% | 84% | 84% | 84% | 84%
| SPS1 | CH | Domestic PtG and PtL production | PJ/yr. | 0 | 0 | 0 | 0 | 0 | 4.8808 | 7.0537 | 12.9251 | 11.4564 | 11.0492 | 11.8147 | 12.053
| SPS1 | CH | Domestic PtG and PtL production¦PtG | PJ/yr. | 0 | 0 | 0 | 0 | 0 | 1.349 | 4.9471 | 12.2957 | 10.9645 | 10.4688 | 11.4589 | 11.7475
| SPS1 | CH | Domestic PtG and PtL production¦PtG¦PtG gas | PJ/yr. | 0 | 0 | 0 | 0 | 0 | 1.349 | 4.9471 | 12.2957 | 10.9645 | 10.4688 | 11.4589 | 11.7475
| SPS1 | CH | Domestic PtG and PtL production¦PtL | PJ/yr. | 0 | 0 | 0 | 0 | 0 | 3.5318 | 2.1067 | 0.62936 | 0.49184 | 0.5804 | 0.35581 | 0.30555
| SPS1 | CH | Domestic PtG and PtL production¦PtL¦PtL Diesel | PJ/yr. | 0 | 0 | 0 | 0 | 0 | 0.95092 | 0.76712 | 0.13235 | 0.28995 | 0.30306 | 0.12422 | 0.10163
| SPS1 | CH | Domestic PtG and PtL production¦PtL¦PtL Gasoline | PJ/yr. | 0 | 0 | 0 | 0 | 0 | 2.1972 | 1.0281 | 0.49701 | 0.20098 | 0.27554 | 0.23073 | 0.20231
| SPS1 | CH | Domestic PtG and PtL production¦PtL¦PtL Kerosene | PJ/yr. | 0 | 0 | 0 | 0 | 0 | 0.38365 | 0.31146 | 1.7322e-06 | 0.00091181 | 0.0018035 | 0.00085948 | 0.0016098
| SPS1 | CH | Fuel input for domestic PtG and PtL production | PJ/yr. | 0 | 0 | 0 | 0 | 0 | 7.1948 | 9.7549 | 16.9066 | 15.0282 | 14.515 | 15.427 | 15.7235
| SPS1 | CH | Fuel input for domestic PtG and PtL production¦Hydrogen | PJ/yr. | 0 | 0 | 0 | 0 | 0 | 7.1948 | 9.7549 | 16.9066 | 15.0282 | 14.515 | 15.427 | 15.7235
| SPS1 | CH | Fuel input for domestic PtG and PtL production¦Hydrogen¦PtG | PJ/yr. | 0 | 0 | 0 | 0 | 0 | 1.7519 | 6.4248 | 15.9685 | 14.2396 | 13.5958 | 14.8817 | 15.2564
| SPS1 | CH | Fuel input for domestic PtG and PtL production¦Hydrogen¦PtG¦PtG gas | PJ/yr. | 0 | 0 | 0 | 0 | 0 | 1.7519 | 6.4248 | 15.9685 | 14.2396 | 13.5958 | 14.8817 | 15.2564
| SPS1 | CH | Fuel input for domestic PtG and PtL production¦Hydrogen¦PtL | PJ/yr. | 0 | 0 | 0 | 0 | 0 | 5.4428 | 3.3301 | 0.9382 | 0.7886 | 0.91923 | 0.54526 | 0.46702
| SPS1 | CH | Fuel input for domestic PtG and PtL production¦Hydrogen¦PtL¦PtL Diesel | PJ/yr. | 0 | 0 | 0 | 0 | 0 | 1.6416 | 1.3239 | 0.22819 | 0.49992 | 0.52249 | 0.21417 | 0.17523
| SPS1 | CH | Fuel input for domestic PtG and PtL production¦Hydrogen¦PtL¦PtL Gasoline | PJ/yr. | 0 | 0 | 0 | 0 | 0 | 3.1389 | 1.4687 | 0.71001 | 0.28711 | 0.39363 | 0.32961 | 0.28901
| SPS1 | CH | Fuel input for domestic PtG and PtL production¦Hydrogen¦PtL¦PtL Kerosene | PJ/yr. | 0 | 0 | 0 | 0 | 0 | 0.66231 | 0.53752 | 2.9865e-06 | 0.0015721 | 0.0031094 | 0.0014818 | 0.0027754
| SPS1 | CH | Efficiency for domestic PtG and PtL production | % | bar: 2020 to 2070
| SPS1 | CH | Efficiency for domestic PtG and PtL production¦Hydrogen¦PtG¦PtG gas | % | - | - | - | - | - | 77% | 77% | 77% | 77% | 77% | 77% | 77%
| SPS1 | CH | Efficiency for domestic PtG and PtL production¦Hydrogen¦PtL Diesel | % | - | - | - | - | - | 57.93% | 57.94% | 58% | 58% | 58% | 58% | 58%
| SPS1 | CH | Efficiency for domestic PtG and PtL production¦Hydrogen¦PtL Gasoline | % | - | - | - | - | - | 70% | 70% | 70% | 70% | 70% | 70% | 70%
| SPS1 | CH | Efficiency for domestic PtG and PtL production¦Hydrogen¦PtL Kerosene | % | - | - | - | - | - | 57.93% | 57.94% | 58% | 58% | 58% | 58% | 58%
| SPS1 | CH | CO2 input for domestic PtG and PtL production | Mt/yr. | 0 | 0 | 0 | 0 | 0 | 0.33619 | 0.43402 | 0.73986 | 0.65455 | 0.63312 | 0.67248 | 0.68506
| SPS1 | CH | CO2 input for domestic PtG and PtL production¦CO2¦Total | Mt/yr. | 0 | 0 | 0 | 0 | 0 | 0.33619 | 0.43402 | 0.73986 | 0.65455 | 0.63312 | 0.67248 | 0.68506
| SPS1 | CH | CO2 input for domestic PtG and PtL production¦CO2¦Biogenic source | Mt/yr. | 0 | 0 | 0 | 0 | 0 | 0.30236 | 0.30858 | 0.52645 | 0.39076 | 0.39072 | 0.38499 | 0
| SPS1 | CH | CO2 input for domestic PtG and PtL production¦CO2¦Fossil source | Mt/yr. | 0 | 0 | 0 | 0 | 0 | 0.033827 | 0.12305 | 0.18529 | 0.14103 | 0.12507 | 0.12308 | 0.68506
| SPS1 | CH | CO2 input for domestic PtG and PtL production¦CO2¦Direct air capture source | Mt/yr. | 0 | 0 | 0 | 0 | 0 | 4.697e-06 | 0.0023939 | 0.028122 | 0.12276 | 0.11732 | 0.16441 | 0
| SPS1 | CH | CO2 input for domestic PtG and PtL production¦CO2¦Total¦PtG | Mt/yr. | 0 | 0 | 0 | 0 | 0 | 0.076083 | 0.27902 | 0.69348 | 0.6184 | 0.59044 | 0.64628 | 0.66256
| SPS1 | CH | CO2 input for domestic PtG and PtL production¦CO2¦Total¦PtG¦PtG gas | Mt/yr. | 0 | 0 | 0 | 0 | 0 | 0.076083 | 0.27902 | 0.69348 | 0.6184 | 0.59044 | 0.64628 | 0.66256
| SPS1 | CH | CO2 input for domestic PtG and PtL production¦CO2¦Total¦PtL | Mt/yr. | 0 | 0 | 0 | 0 | 0 | 0.26011 | 0.15501 | 0.04638 | 0.036152 | 0.04268 | 0.026196 | 0.022498
| SPS1 | CH | CO2 input for domestic PtG and PtL production¦CO2¦Total¦PtL¦PtL Diesel | Mt/yr. | 0 | 0 | 0 | 0 | 0 | 0.069791 | 0.056284 | 0.0097011 | 0.021254 | 0.022213 | 0.0091052 | 0.0074497
| SPS1 | CH | CO2 input for domestic PtG and PtL production¦CO2¦Total¦PtL¦PtL Gasoline | Mt/yr. | 0 | 0 | 0 | 0 | 0 | 0.16216 | 0.075872 | 0.036679 | 0.014832 | 0.020335 | 0.017028 | 0.01493
| SPS1 | CH | CO2 input for domestic PtG and PtL production¦CO2¦Total¦PtL¦PtL Kerosene | Mt/yr. | 0 | 0 | 0 | 0 | 0 | 0.028158 | 0.022852 | 1.2697e-07 | 6.6836e-05 | 0.00013219 | 6.2997e-05 | 0.00011799
| SPS1 | CH | CO2 input for domestic PtG and PtL production¦CO2¦Biogenic source¦PtG | Mt/yr. | 0 | 0 | 0 | 0 | 0 | 0.068426 | 0.19838 | 0.49345 | 0.36918 | 0.36438 | 0.36999 | 0
| SPS1 | CH | CO2 input for domestic PtG and PtL production¦CO2¦Biogenic source¦PtG¦PtG gas | Mt/yr. | 0 | 0 | 0 | 0 | 0 | 0.068426 | 0.19838 | 0.49345 | 0.36918 | 0.36438 | 0.36999 | 0
| SPS1 | CH | CO2 input for domestic PtG and PtL production¦CO2¦Biogenic source¦PtL | Mt/yr. | 0 | 0 | 0 | 0 | 0 | 0.23393 | 0.11021 | 0.033002 | 0.021583 | 0.02634 | 0.014997 | 0
| SPS1 | CH | CO2 input for domestic PtG and PtL production¦CO2¦Biogenic source¦PtL¦PtL Diesel | Mt/yr. | 0 | 0 | 0 | 0 | 0 | 0.062768 | 0.040017 | 0.0069028 | 0.012688 | 0.013709 | 0.0052126 | 0
| SPS1 | CH | CO2 input for domestic PtG and PtL production¦CO2¦Biogenic source¦PtL¦PtL Gasoline | Mt/yr. | 0 | 0 | 0 | 0 | 0 | 0.14584 | 0.053943 | 0.026099 | 0.0088546 | 0.012549 | 0.0097483 | 0
| SPS1 | CH | CO2 input for domestic PtG and PtL production¦CO2¦Biogenic source¦PtL¦PtL Kerosene | Mt/yr. | 0 | 0 | 0 | 0 | 0 | 0.025324 | 0.016247 | 9.0346e-08 | 3.99e-05 | 8.1582e-05 | 3.6065e-05 | 0
| SPS1 | CH | CO2 input for domestic PtG and PtL production¦CO2¦Fossil source¦PtG | Mt/yr. | 0 | 0 | 0 | 0 | 0 | 0.0076555 | 0.079102 | 0.17367 | 0.13324 | 0.11664 | 0.11828 | 0.66256
| SPS1 | CH | CO2 input for domestic PtG and PtL production¦CO2¦Fossil source¦PtG¦PtG gas | Mt/yr. | 0 | 0 | 0 | 0 | 0 | 0.0076555 | 0.079102 | 0.17367 | 0.13324 | 0.11664 | 0.11828 | 0.66256
| SPS1 | CH | CO2 input for domestic PtG and PtL production¦CO2¦Fossil source¦PtL | Mt/yr. | 0 | 0 | 0 | 0 | 0 | 0.026172 | 0.043945 | 0.011615 | 0.0077895 | 0.0084314 | 0.0047943 | 0.022498
| SPS1 | CH | CO2 input for domestic PtG and PtL production¦CO2¦Fossil source¦PtL¦PtL Diesel | Mt/yr. | 0 | 0 | 0 | 0 | 0 | 0.0070224 | 0.015957 | 0.0024295 | 0.0045793 | 0.0043882 | 0.0016664 | 0.0074497
| SPS1 | CH | CO2 input for domestic PtG and PtL production¦CO2¦Fossil source¦PtL¦PtL Gasoline | Mt/yr. | 0 | 0 | 0 | 0 | 0 | 0.016316 | 0.02151 | 0.0091858 | 0.0031958 | 0.0040171 | 0.0031164 | 0.01493
| SPS1 | CH | CO2 input for domestic PtG and PtL production¦CO2¦Fossil source¦PtL¦PtL Kerosene | Mt/yr. | 0 | 0 | 0 | 0 | 0 | 0.0028332 | 0.0064787 | 3.1798e-08 | 1.4401e-05 | 2.6115e-05 | 1.153e-05 | 0.00011799
| SPS1 | CH | CO2 input for domestic PtG and PtL production¦CO2¦Direct air capture source source¦PtG | Mt/yr. | 0 | 0 | 0 | 0 | 0 | 1.063e-06 | 0.001539 | 0.026359 | 0.11598 | 0.10942 | 0.15801 | 0
| SPS1 | CH | CO2 input for domestic PtG and PtL production¦CO2¦Direct air capture source source¦PtG¦PtG gas | Mt/yr. | 0 | 0 | 0 | 0 | 0 | 1.063e-06 | 0.001539 | 0.026359 | 0.11598 | 0.10942 | 0.15801 | 0
| SPS1 | CH | CO2 input for domestic PtG and PtL production¦CO2¦Direct air capture source source¦PtL | Mt/yr. | 0 | 0 | 0 | 0 | 0 | 3.634e-06 | 0.00085497 | 0.0017629 | 0.0067804 | 0.0079091 | 0.0064047 | 0
| SPS1 | CH | CO2 input for domestic PtG and PtL production¦CO2¦Direct air capture source source¦PtL¦PtL Diesel | Mt/yr. | 0 | 0 | 0 | 0 | 0 | 9.7507e-07 | 0.00031045 | 0.00036874 | 0.0039861 | 0.0041164 | 0.0022261 | 0
| SPS1 | CH | CO2 input for domestic PtG and PtL production¦CO2¦Direct air capture source source¦PtL¦PtL Gasoline | Mt/yr. | 0 | 0 | 0 | 0 | 0 | 2.2655e-06 | 0.00041848 | 0.0013942 | 0.0027817 | 0.0037683 | 0.0041631 | 0
| SPS1 | CH | CO2 input for domestic PtG and PtL production¦CO2¦Direct air capture source source¦PtL¦PtL Kerosene | Mt/yr. | 0 | 0 | 0 | 0 | 0 | 3.934e-07 | 0.00012604 | 4.8261e-09 | 1.2535e-05 | 2.4497e-05 | 1.5402e-05 | 0
| SPS1 | CH | Fuel consumption in industry sectors | PJ/yr. | 142.2178 | 141.2034 | 142.4287 | 144.3517 | 136.9442 | 133.5902 | 128.673 | 129.1493 | 129.679 | 134.5193 | 129.444 | 129.4858
| SPS1 | CH | Fuel consumption in industry sectors¦Electricity | PJ/yr. | 60.0701 | 62.5765 | 64.9089 | 70.7637 | 70.8593 | 70.8389 | 70.4984 | 73.7429 | 74.4401 | 76.0321 | 74.5541 | 74.7605
| SPS1 | CH | Fuel consumption in industry sectors¦Electricity¦Electric boiler | PJ/yr. | 11.647 | 12.259 | 12.2617 | 15.9689 | 15.9479 | 15.9268 | 15.9059 | 15.885 | 15.885 | 15.8852 | 15.8853 | 15.8854
| SPS1 | CH | Fuel consumption in industry sectors¦Electricity¦Heat pump electric | PJ/yr. | 0.35969 | 0.45109 | 1.1311 | 1.8583 | 2.3489 | 2.8734 | 3.3383 | 3.8116 | 3.8116 | 3.8117 | 3.8117 | 3.8117
| SPS1 | CH | Fuel consumption in industry sectors¦Electricity¦Other electric processes | PJ/yr. | 48.0634 | 49.8664 | 51.5161 | 52.9365 | 52.5625 | 52.0386 | 51.2543 | 54.0463 | 54.7434 | 56.3353 | 54.8572 | 55.0633
| SPS1 | CH | Fuel consumption in industry sectors¦Oil¦Total | PJ/yr. | 11.6279 | 10.8226 | 8.016 | 6.5024 | 4.5669 | 3.0411 | 1.5767 | 0.22762 | 0.2276 | 0.22759 | 0.21885 | 0.2181
| SPS1 | CH | Fuel consumption in industry sectors¦Oil¦Total¦Light fuel boiler | PJ/yr. | 8.8978 | 8.1043 | 8.0014 | 6.499 | 4.5622 | 3.0324 | 1.5728 | 0.22762 | 0.2276 | 0.22759 | 0.21885 | 0.2181
| SPS1 | CH | Fuel consumption in industry sectors¦Oil¦Total¦Heavy fuel boiler | PJ/yr. | 2.73 | 2.7183 | 0.01452 | 0.0033678 | 0.0047179 | 0.0086343 | 0.0039394 | 0 | 0 | 0 | 0 | 0
| SPS1 | CH | Fuel consumption in industry sectors¦Oil¦Fossil liquids | PJ/yr. | 11.6279 | 10.8226 | 8.0159 | 6.3009 | 4.3727 | 2.8196 | 1.3552 | 1.399e-05 | 5.082e-05 | 5.1457e-05 | 5.1711e-05 | 6.1434e-05
| SPS1 | CH | Fuel consumption in industry sectors¦Oil¦Fossil liquids¦Light fuel oil | PJ/yr. | 8.8978 | 8.1043 | 8.0014 | 6.2976 | 4.368 | 2.811 | 1.3513 | 1.399e-05 | 5.082e-05 | 5.1457e-05 | 5.1711e-05 | 6.1434e-05
| SPS1 | CH | Fuel consumption in industry sectors¦Oil¦Fossil liquids¦Light fuel oil¦Light fuel oil boiler | PJ/yr. | 8.8978 | 8.1043 | 8.0014 | 6.2976 | 4.368 | 2.811 | 1.3513 | 1.399e-05 | 5.082e-05 | 5.1457e-05 | 5.1711e-05 | 6.1434e-05
| SPS1 | CH | Fuel consumption in industry sectors¦Oil¦Fossil liquids¦Heavy fuel oil | PJ/yr. | 2.73 | 2.7183 | 0.01452 | 0.0033678 | 0.0047179 | 0.0086343 | 0.0039394 | 0 | 0 | 0 | 0 | 0
| SPS1 | CH | Fuel consumption in industry sectors¦Oil¦Fossil liquids¦Heavy fuel oil¦Heavy fuel oil boiler | PJ/yr. | 2.73 | 2.7183 | 0.01452 | 0.0033678 | 0.0047179 | 0.0086343 | 0.0039394 | 0 | 0 | 0 | 0 | 0
| SPS1 | CH | Fuel consumption in industry sectors¦Oil¦Synthetic liquids | PJ/yr. | 0 | 0 | 1.3234e-05 | 0.20144 | 0.19421 | 0.22143 | 0.22144 | 0.22761 | 0.22755 | 0.22754 | 0.2188 | 0.21804
| SPS1 | CH | Fuel consumption in industry sectors¦Oil¦Synthetic liquids¦Light fuel oil boiler | PJ/yr. | 0 | 0 | 1.3234e-05 | 0.20144 | 0.19421 | 0.22143 | 0.22144 | 0.22761 | 0.22755 | 0.22754 | 0.2188 | 0.21804
| SPS1 | CH | Fuel consumption in industry sectors¦Gas¦Total | PJ/yr. | 35.9892 | 30.238 | 37.1965 | 30.1208 | 16.7734 | 11.7943 | 8.4603 | 6.3976 | 4.9442 | 5.2004 | 4.9161 | 4.8295
| SPS1 | CH | Fuel consumption in industry sectors¦Gas¦Total¦Gas boiler | PJ/yr. | 35.5344 | 29.6514 | 35.9706 | 25.8756 | 12.5281 | 7.549 | 4.215 | 2.1523 | 0.73654 | 0.99279 | 0.7084 | 0.62155
| SPS1 | CH | Fuel consumption in industry sectors¦Gas¦Total¦Heat pump gas | PJ/yr. | 0.01802 | 0.034558 | 0.025531 | 0.037732 | 0.037722 | 0.037711 | 0.037701 | 0.037684 | 0 | 0 | 0 | 0
| SPS1 | CH | Fuel consumption in industry sectors¦Gas¦Total¦Biogas boiler | PJ/yr. | 0.45478 | 0.58666 | 1.2258 | 4.2453 | 4.2453 | 4.2453 | 4.2453 | 4.2453 | 4.2076 | 4.2076 | 4.2077 | 4.2079
| SPS1 | CH | Fuel consumption in industry sectors¦Gas¦Fossil gases | PJ/yr. | 35.2436 | 29.6852 | 33.524 | 23.3406 | 10.1934 | 5.2939 | 1.8789 | 0.21655 | 0.024509 | 0.0080952 | 0.019578 | 0.00092869
| SPS1 | CH | Fuel consumption in industry sectors¦Gas¦Fossil gases¦Gas boiler | PJ/yr. | 35.2257 | 29.6506 | 33.5002 | 23.3067 | 10.1628 | 5.2676 | 1.8622 | 0.21283 | 0.024509 | 0.0080952 | 0.019578 | 0.00092869
| SPS1 | CH | Fuel consumption in industry sectors¦Gas¦Fossil gases¦Heat pump gas | PJ/yr. | 0.017863 | 0.034557 | 0.023777 | 0.033986 | 0.0306 | 0.026315 | 0.016657 | 0.0037264 | 0 | 0 | 0 | 0
| SPS1 | CH | Fuel consumption in industry sectors¦Gas¦Synthetic gases | PJ/yr. | 0.74555 | 0.55285 | 3.6725 | 6.7802 | 6.58 | 6.5003 | 6.5814 | 6.181 | 4.9197 | 5.1923 | 4.8965 | 4.8285
| SPS1 | CH | Fuel consumption in industry sectors¦Gas¦Synthetic gases¦Gas boiler | PJ/yr. | 0.30863 | 0.00074851 | 2.4704 | 2.5689 | 2.3653 | 2.2813 | 2.3528 | 1.9394 | 0.71203 | 0.98469 | 0.68883 | 0.62063
| SPS1 | CH | Fuel consumption in industry sectors¦Gas¦Synthetic gases¦Heat pump gas | PJ/yr. | 0.00015651 | 8.7238e-07 | 0.0017534 | 0.0037461 | 0.0071218 | 0.011397 | 0.021044 | 0.033958 | 0 | 0 | 0 | 0
| SPS1 | CH | Fuel consumption in industry sectors¦Gas¦Synthetic gases¦Biogas boiler | PJ/yr. | 0.43676 | 0.5521 | 1.2003 | 4.2075 | 4.2076 | 4.2076 | 4.2076 | 4.2076 | 4.2076 | 4.2076 | 4.2077 | 4.2079
| SPS1 | CH | Fuel consumption in industry sectors¦Coal | PJ/yr. | 3.56 | 3.4648 | 0.030277 | 0.0026878 | 0.0035604 | 0.0073994 | 0.0035656 | 6.068e-05 | 9.844e-05 | 0.0001117 | 0.00011583 | 0.00015758
| SPS1 | CH | Fuel consumption in industry sectors¦Coal¦Coal boiler | PJ/yr. | 3.56 | 3.4648 | 0.030277 | 0.0026878 | 0.0035604 | 0.0073994 | 0.0035656 | 6.068e-05 | 9.844e-05 | 0.0001117 | 0.00011583 | 0.00015758
| SPS1 | CH | Fuel consumption in industry sectors¦Heat | PJ/yr. | 12.7287 | 13.6385 | 13.523 | 14.946 | 14.4658 | 15.4103 | 17.3003 | 21.7891 | 21.6815 | 21.1154 | 20.5868 | 20.5565
| SPS1 | CH | Fuel consumption in industry sectors¦Heat¦On-site CHPs | PJ/yr. | 4.3394 | 5.8443 | 6.1133 | 6.9867 | 6.9476 | 7.7872 | 10.1746 | 13.101 | 12.982 | 12.9104 | 13.5284 | 13.5406
| SPS1 | CH | Fuel consumption in industry sectors¦Heat¦On-site CHPs¦Industrial CHPs oil | PJ/yr. | 0.93002 | 2.0681 | 0.096247 | 1.2959 | 0.8332 | 0 | 0 | 0 | 0.01297 | 0.01356 | 0.01846 | 0.029095
| SPS1 | CH | Fuel consumption in industry sectors¦Heat¦On-site CHPs¦Industrial CHPs gas | PJ/yr. | 0.81366 | 0.10821 | 0.073514 | 0.16647 | 0.58574 | 0.34312 | 0.10206 | 0.15034 | 0.46078 | 0.38169 | 0.46503 | 0.46508
| SPS1 | CH | Fuel consumption in industry sectors¦Heat¦On-site CHPs¦Industrial CHPs gas (CCS) | PJ/yr. | 0 | 0 | 0 | 0 | 0 | 0.0076653 | 0.0084802 | 0.086988 | 0.26643 | 0.22075 | 0.26894 | 0.26897
| SPS1 | CH | Fuel consumption in industry sectors¦Heat¦On-site CHPs¦Industrial CHPs fuel cells (gas reformer) | PJ/yr. | 0 | 0 | 0 | 0 | 0.0034899 | 0.0060238 | 0.0047952 | 0.0047161 | 0.0049058 | 0.0051712 | 0.0024519 | 0.0024393
| SPS1 | CH | Fuel consumption in industry sectors¦Heat¦On-site CHPs¦Industrial CHPs wastes | PJ/yr. | 1.9352 | 1.9673 | 2.5505 | 2.2435 | 1.9429 | 1.5037 | 0.010499 | 0.0032913 | 0.0050123 | 0.0041655 | 0.0020695 | 0.0011167
| SPS1 | CH | Fuel consumption in industry sectors¦Heat¦On-site CHPs¦Industrial CHPs wastes CCS | PJ/yr. | 0 | 0 | 0 | 0 | 0 | 0.14072 | 1.2313 | 2.2071 | 2.0039 | 2.0058 | 2.0091 | 2.0105
| SPS1 | CH | Fuel consumption in industry sectors¦Heat¦On-site CHPs¦Industrial CHPs wood | PJ/yr. | 0.66047 | 1.7006 | 3.393 | 3.2808 | 3.2366 | 1.999 | 0.92278 | 0.81878 | 0.033762 | 0.016503 | 0.01492 | 0.015717
| SPS1 | CH | Fuel consumption in industry sectors¦Heat¦On-site CHPs¦Industrial CHPs wood (CCS) | PJ/yr. | 0 | 0 | 0 | 0 | 0 | 3.5722 | 7.6978 | 9.1198 | 9.0652 | 9.1198 | 9.1197 | 9.1199
| SPS1 | CH | Fuel consumption in industry sectors¦Heat¦On-site CHPs¦Industrial CHPs fuel cells (hydrogen) | PJ/yr. | 0 | 0 | 0 | 0 | 0.34565 | 0.21475 | 0.19691 | 0.71001 | 1.129 | 1.143 | 1.6277 | 1.6278
| SPS1 | CH | Fuel consumption in industry sectors¦Heat¦District heating | PJ/yr. | 7.12 | 7.6289 | 7.393 | 7.8039 | 7.5385 | 7.6448 | 7.1624 | 8.0165 | 7.9469 | 7.4844 | 6.3384 | 6.3162
| SPS1 | CH | Fuel consumption in industry sectors¦Wood | PJ/yr. | 9.0019 | 10.61 | 9.8795 | 11.5446 | 11.5154 | 11.3762 | 8.5244 | 8.535 | 8.4529 | 11.1594 | 8.4073 | 8.3747
| SPS1 | CH | Fuel consumption in industry sectors¦Wood¦Wood boiler | PJ/yr. | 9.0019 | 10.61 | 9.8795 | 11.5446 | 11.5154 | 11.3762 | 8.5244 | 8.535 | 8.4529 | 11.1594 | 8.4073 | 8.3747
| SPS1 | CH | Fuel consumption in industry sectors¦Pellets | PJ/yr. | 0.62584 | 0.7376 | 0.73635 | 0.73432 | 0.73589 | 0.73388 | 0.73184 | 0.72982 | 0.72982 | 0.72984 | 0.72986 | 0.73008
| SPS1 | CH | Fuel consumption in industry sectors¦Pellets¦Pellet boiler | PJ/yr. | 0.62584 | 0.7376 | 0.73635 | 0.73432 | 0.73589 | 0.73388 | 0.73184 | 0.72982 | 0.72982 | 0.72984 | 0.72986 | 0.73008
| SPS1 | CH | Fuel consumption in industry sectors¦Wastes¦Total | PJ/yr. | 7.7981 | 8.0802 | 5.6083 | 5.5456 | 5.4828 | 5.454 | 5.4267 | 0.032055 | 0.018276 | 0.011574 | 0.003887 | 0.001896
| SPS1 | CH | Fuel consumption in industry sectors¦Wastes¦Total¦Wastes boiler | PJ/yr. | 7.7981 | 8.0802 | 5.6083 | 5.5456 | 5.4828 | 5.454 | 5.4267 | 0.032055 | 0.018276 | 0.011574 | 0.003887 | 0.001896
| SPS1 | CH | Fuel consumption in industry sectors¦Wastes¦Renewable¦Wastes boiler | PJ/yr. | 0 | 0 | 0 | 0 | 0 | 0 | 0 | 0 | 0 | 0 | 0 | 0
| SPS1 | CH | Fuel consumption in industry sectors¦Wastes¦Non Renewable¦Wastes boiler | PJ/yr. | 7.7981 | 8.0802 | 5.6083 | 5.5456 | 5.4828 | 5.454 | 5.4267 | 0.032055 | 0.018276 | 0.011574 | 0.003887 | 0.001896
| SPS1 | CH | Fuel consumption in industry sectors¦Solar | PJ/yr. | 0.067643 | 0.085504 | 0.084032 | 0.08587 | 0.033876 | 0.083625 | 0.079956 | 0.088859 | 0.021694 | 0.0095807 | 0.0038444 | 0.0064366
| SPS1 | CH | Fuel consumption in industry sectors¦Solar¦Solar thermal | PJ/yr. | 0.067643 | 0.085504 | 0.084032 | 0.08587 | 0.033876 | 0.083625 | 0.079956 | 0.088859 | 0.021694 | 0.0095807 | 0.0038444 | 0.0064366
| SPS1 | CH | Fuel consumption in industry sectors¦Hydrogen | PJ/yr. | 0 | 0 | 0 | 0 | 7.1694 | 8.1309 | 8.0728 | 8.23 | 9.7864 | 10.6568 | 10.6468 | 10.6316
| SPS1 | CH | Fuel consumption in industry sectors¦Hydrogen¦Hydrogen boiler | PJ/yr. | 0 | 0 | 0 | 0 | 7.1694 | 8.1309 | 8.0728 | 8.23 | 9.7864 | 10.6568 | 10.6468 | 10.6316
| SPS1 | CH | Fuel consumption in industry sectors¦Ambient heat | PJ/yr. | 0.74851 | 0.94978 | 2.4459 | 4.1056 | 5.338 | 6.7196 | 7.9981 | 9.3764 | 9.3764 | 9.3764 | 9.3764 | 9.3764
| SPS1 | CH | Fuel consumption in industry sectors¦Ambient heat¦Heat pump electric | PJ/yr. | 0.74851 | 0.94978 | 2.4231 | 4.0952 | 5.3207 | 6.6852 | 7.9717 | 9.336 | 9.336 | 9.336 | 9.336 | 9.3361
| SPS1 | CH | Fuel consumption in industry sectors¦Ambient heat¦Heat pump gas | PJ/yr. | 0 | 0 | 0.022724 | 0.01041 | 0.017283 | 0.034418 | 0.026367 | 0.040358 | 0.040348 | 0.040336 | 0.040325 | 0.040307
| SPS1 | CH | Process and space heating production in industry sectors | PJ/yr. | 72.7086 | 74.3535 | 76.1451 | 77.1353 | 77.7252 | 78.2702 | 78.7301 | 78.8652 | 78.6213 | 80.6316 | 78.2049 | 78.072
| SPS1 | CH | Process and space heating production in industry sectors¦Electricity | PJ/yr. | 58.9855 | 61.6024 | 65.4159 | 72.3822 | 73.7253 | 75.09 | 76.137 | 78.6332 | 79.3283 | 80.8962 | 79.4238 | 79.5443
| SPS1 | CH | Process and space heating production in industry sectors¦Electricity¦Electric boiler | PJ/yr. | 9.8139 | 10.3351 | 10.3456 | 13.4914 | 13.4914 | 13.4914 | 13.4914 | 13.4914 | 13.4915 | 13.4916 | 13.4917 | 13.4918
| SPS1 | CH | Process and space heating production in industry sectors¦Electricity¦Heat pump electric | PJ/yr. | 1.1082 | 1.4009 | 3.5542 | 5.9535 | 7.6696 | 9.5586 | 11.31 | 13.1476 | 13.1477 | 13.1477 | 13.1477 | 13.1478
| SPS1 | CH | Process and space heating production in industry sectors¦Electricity¦Other electric processes | PJ/yr. | 48.0634 | 49.8664 | 51.5161 | 52.9373 | 52.5643 | 52.04 | 51.3356 | 51.9942 | 52.6892 | 54.2568 | 52.7844 | 52.9047
| SPS1 | CH | Process and space heating production in industry sectors¦Oil | PJ/yr. | 8.7636 | 8.1568 | 6.2559 | 5.0959 | 3.5932 | 2.4018 | 1.2503 | 0.18126 | 0.18125 | 0.18124 | 0.17428 | 0.17368
| SPS1 | CH | Process and space heating production in industry sectors¦Oil¦Light fuel boiler | PJ/yr. | 6.9177 | 6.311 | 6.246 | 5.0936 | 3.5899 | 2.3957 | 1.2475 | 0.18126 | 0.18125 | 0.18124 | 0.17428 | 0.17368
| SPS1 | CH | Process and space heating production in industry sectors¦Oil¦Heavy fuel boiler | PJ/yr. | 1.8458 | 1.8458 | 0.0099234 | 0.0023263 | 0.0032934 | 0.0060904 | 0.0028076 | 0 | 0 | 0 | 0 | 0
| SPS1 | CH | Process and space heating production in industry sectors¦Gas | PJ/yr. | 28.9303 | 24.3107 | 29.9215 | 23.9557 | 13.4075 | 9.3301 | 6.6063 | 4.9175 | 3.6956 | 3.9086 | 3.6722 | 3.5927
| SPS1 | CH | Process and space heating production in industry sectors¦Gas¦Gas boiler | PJ/yr. | 28.6198 | 23.9182 | 29.0197 | 20.9425 | 10.3806 | 6.2695 | 3.5438 | 1.81 | 0.588 | 0.80103 | 0.56462 | 0.48498
| SPS1 | CH | Process and space heating production in industry sectors¦Gas¦Heat pump gas | PJ/yr. | 0 | 0 | 0.048389 | 0.021698 | 0.035303 | 0.068976 | 0.051898 | 0.07809 | 0.07807 | 0.078048 | 0.078026 | 0.077991
| SPS1 | CH | Process and space heating production in industry sectors¦Gas¦Biogas boiler | PJ/yr. | 0.31054 | 0.39254 | 0.85343 | 2.9916 | 2.9916 | 2.9916 | 3.0105 | 3.0295 | 3.0295 | 3.0295 | 3.0295 | 3.0297
| SPS1 | CH | Process and space heating production in industry sectors¦Coal | PJ/yr. | 2.3674 | 2.3075 | 0.02021 | 0.0018008 | 0.0023943 | 0.0049946 | 0.0024157 | 4.1262e-05 | 6.6939e-05 | 7.5959e-05 | 7.8764e-05 | 0.00010715
| SPS1 | CH | Process and space heating production in industry sectors¦Coal¦Coal boiler | PJ/yr. | 2.3674 | 2.3075 | 0.02021 | 0.0018008 | 0.0023943 | 0.0049946 | 0.0024157 | 4.1262e-05 | 6.6939e-05 | 7.5959e-05 | 7.8764e-05 | 0.00010715
| SPS1 | CH | Process and space heating production in industry sectors¦Heat | PJ/yr. | 11.7674 | 12.6355 | 12.5687 | 13.9652 | 13.5881 | 14.5608 | 16.3953 | 20.0556 | 19.8535 | 19.3327 | 18.8104 | 18.775
| SPS1 | CH | Process and space heating production in industry sectors¦Heat¦On-site CHPs | PJ/yr. | 5.1851 | 5.5676 | 5.6974 | 6.6734 | 6.5069 | 7.342 | 9.6115 | 12.4399 | 12.3039 | 12.2226 | 12.789 | 12.7746
| SPS1 | CH | Process and space heating production in industry sectors¦Heat¦On-site CHPs¦Industrial CHPs oil | PJ/yr. | 1.1113 | 1.9702 | 0.0897 | 1.2378 | 0.78035 | 0 | 0 | 0 | 0.012293 | 0.012837 | 0.017451 | 0.02745
| SPS1 | CH | Process and space heating production in industry sectors¦Heat¦On-site CHPs¦Industrial CHPs gas | PJ/yr. | 0.97224 | 0.10309 | 0.068514 | 0.15901 | 0.54859 | 0.3235 | 0.096409 | 0.14276 | 0.43672 | 0.36135 | 0.43961 | 0.43877
| SPS1 | CH | Process and space heating production in industry sectors¦Heat¦On-site CHPs¦Industrial CHPs gas (CCS) | PJ/yr. | 0 | 0 | 0 | 0 | 0 | 0.007227 | 0.0080109 | 0.082599 | 0.25252 | 0.20899 | 0.25424 | 0.25375
| SPS1 | CH | Process and space heating production in industry sectors¦Heat¦On-site CHPs¦Industrial CHPs fuel cells (gas reformer) | PJ/yr. | 0 | 0 | 0 | 0 | 0.0032685 | 0.0056794 | 0.0045298 | 0.0044782 | 0.0046496 | 0.0048957 | 0.0023179 | 0.0023013
| SPS1 | CH | Process and space heating production in industry sectors¦Heat¦On-site CHPs¦Industrial CHPs wastes | PJ/yr. | 2.3124 | 1.8742 | 2.377 | 2.1429 | 1.8197 | 1.4177 | 0.0099176 | 0.0031252 | 0.0047505 | 0.0039436 | 0.0019564 | 0.0010535
| SPS1 | CH | Process and space heating production in industry sectors¦Heat¦On-site CHPs¦Industrial CHPs wastes CCS | PJ/yr. | 0 | 0 | 0 | 0 | 0 | 0.13267 | 1.1631 | 2.0958 | 1.8993 | 1.8989 | 1.8993 | 1.8967
| SPS1 | CH | Process and space heating production in industry sectors¦Heat¦On-site CHPs¦Industrial CHPs wood | PJ/yr. | 0.78919 | 1.6201 | 3.1622 | 3.1337 | 3.0313 | 1.8847 | 0.87171 | 0.77747 | 0.031998 | 0.015624 | 0.014105 | 0.014828
| SPS1 | CH | Process and space heating production in industry sectors¦Heat¦On-site CHPs¦Industrial CHPs wood (CCS) | PJ/yr. | 0 | 0 | 0 | 0 | 0 | 3.368 | 7.2718 | 8.6596 | 8.5917 | 8.6339 | 8.6213 | 8.604
| SPS1 | CH | Process and space heating production in industry sectors¦Heat¦On-site CHPs¦Industrial CHPs fuel cells (hydrogen) | PJ/yr. | 0 | 0 | 0 | 0 | 0.32372 | 0.20248 | 0.18602 | 0.67418 | 1.07 | 1.0821 | 1.5388 | 1.5357
| SPS1 | CH | Process and space heating production in industry sectors¦Heat¦District heating | PJ/yr. | 6.5823 | 7.0679 | 6.8712 | 7.2918 | 7.0811 | 7.2188 | 6.7838 | 7.6157 | 7.5496 | 7.1101 | 6.0214 | 6.0004
| SPS1 | CH | Process and space heating production in industry sectors¦Wood | PJ/yr. | 5.3111 | 6.267 | 5.8454 | 6.8498 | 6.8517 | 6.7878 | 5.1004 | 5.121 | 5.0718 | 6.6957 | 5.0444 | 5.0248
| SPS1 | CH | Process and space heating production in industry sectors¦Wood¦Wood boiler | PJ/yr. | 5.3111 | 6.267 | 5.8454 | 6.8498 | 6.8517 | 6.7878 | 5.1004 | 5.121 | 5.0718 | 6.6957 | 5.0444 | 5.0248
| SPS1 | CH | Process and space heating production in industry sectors¦Pellets | PJ/yr. | 0.46155 | 0.5446 | 0.5446 | 0.54462 | 0.54732 | 0.54735 | 0.54736 | 0.54736 | 0.54737 | 0.54738 | 0.54739 | 0.54756
| SPS1 | CH | Process and space heating production in industry sectors¦Pellets¦Pellet boiler | PJ/yr. | 0.46155 | 0.5446 | 0.5446 | 0.54462 | 0.54732 | 0.54735 | 0.54736 | 0.54736 | 0.54737 | 0.54738 | 0.54739 | 0.54756
| SPS1 | CH | Process and space heating production in industry sectors¦Wastes | PJ/yr. | 4.1174 | 4.2663 | 2.9612 | 2.9281 | 2.8949 | 2.8797 | 2.9087 | 0.017438 | 0.0099423 | 0.0062962 | 0.0021145 | 0.0010314
| SPS1 | CH | Process and space heating production in industry sectors¦Wastes¦Wastes boiler | PJ/yr. | 4.1174 | 4.2663 | 2.9612 | 2.9281 | 2.8949 | 2.8797 | 2.9087 | 0.017438 | 0.0099423 | 0.0062962 | 0.0021145 | 0.0010314
| SPS1 | CH | Process and space heating production in industry sectors¦Solar | PJ/yr. | 0.067643 | 0.085504 | 0.084032 | 0.08587 | 0.033876 | 0.083625 | 0.079956 | 0.088859 | 0.021694 | 0.0095807 | 0.0038444 | 0.0064366
| SPS1 | CH | Process and space heating production in industry sectors¦Solar¦Solar thermal | PJ/yr. | 0.067643 | 0.085504 | 0.084032 | 0.08587 | 0.033876 | 0.083625 | 0.079956 | 0.088859 | 0.021694 | 0.0095807 | 0.0038444 | 0.0064366
| SPS1 | CH | Process and space heating production in industry sectors¦Hydrogen | PJ/yr. | 0 | 0 | 0 | 0 | 5.5717 | 6.4378 | 6.438 | 6.6287 | 7.9325 | 8.6393 | 8.6394 | 8.6396
| SPS1 | CH | Process and space heating production in industry sectors¦Hydrogen¦Hydrogen boiler | PJ/yr. | 0 | 0 | 0 | 0 | 5.5717 | 6.4378 | 6.438 | 6.6287 | 7.9325 | 8.6393 | 8.6394 | 8.6396
| SPS1 | CH | Process and space heating production in industry sectors¦Energy savings | PJ/yr. | 0 | 4.8942 | 4.8944 | 5.163 | 12.3144 | 15.4952 | 19.3053 | 19.4072 | 19.4073 | 19.4072 | 19.4073 | 19.4074
| SPS1 | CH | Process and space heating production in industry sectors¦Energy savings¦Measures in electric specific uses | PJ/yr. | 0 | 0.8506 | 0.85063 | 0.89963 | 2.2408 | 3.309 | 4.7054 | 4.7389 | 4.7387 | 4.7358 | 4.7358 | 4.7359
| SPS1 | CH | Process and space heating production in industry sectors¦Energy savings¦Measuers in process and space heating | PJ/yr. | 0 | 4.0436 | 4.0438 | 4.2634 | 10.0736 | 12.1862 | 14.5999 | 14.6683 | 14.6685 | 14.6714 | 14.6715 | 14.6715
| SPS1 | CH | Efficiency in industry sectors | % | bar: 2020 to 2070
| SPS1 | CH | Efficiency in industry sectors¦Electricity¦Electric boiler | % | 84.26% | 84.31% | 84.37% | 84.49% | 84.6% | 84.71% | 84.82% | 84.93% | 84.93% | 84.93% | 84.93% | 84.93%
| SPS1 | CH | Efficiency in industry sectors¦Electricity¦Heat pump electric | % | 308.1% | 310.6% | 314.2% | 320.4% | 326.5% | 332.7% | 338.8% | 344.9% | 344.9% | 344.9% | 344.9% | 344.9%
| SPS1 | CH | Efficiency in industry sectors¦Electricity¦Other electric processes | % | 100% | 100% | 100% | 100% | 100% | 100% | 100.2% | 96.2% | 96.25% | 96.31% | 96.22% | 96.08%
| SPS1 | CH | Efficiency in industry sectors¦Oil¦Light fuel boiler | % | 77.75% | 77.87% | 78.06% | 78.38% | 78.69% | 79% | 79.32% | 79.63% | 79.63% | 79.63% | 79.63% | 79.63%
| SPS1 | CH | Efficiency in industry sectors¦Oil¦Heavy fuel boiler | % | 67.61% | 67.9% | 68.34% | 69.08% | 69.81% | 70.54% | 71.27% | - | - | - | - | -
| SPS1 | CH | Efficiency in industry sectors¦Gas¦Gas boiler | % | 80.54% | 80.66% | 80.68% | 80.94% | 82.86% | 83.05% | 84.08% | 84.1% | 79.83% | 80.69% | 79.7% | 78.03%
| SPS1 | CH | Efficiency in industry sectors¦Gas¦Heat pump gas | % | 0% | 0% | 189.5% | 57.51% | 93.59% | 182.9% | 137.7% | 207.2% | - | - | - | -
| SPS1 | CH | Efficiency in industry sectors¦Gas¦Biogas boiler | % | 68.28% | 66.91% | 69.62% | 70.47% | 70.47% | 70.47% | 70.91% | 71.36% | 72% | 72% | 72% | 72%
| SPS1 | CH | Efficiency in industry sectors¦Coal¦Coal boiler | % | 66.5% | 66.6% | 66.75% | 67% | 67.25% | 67.5% | 67.75% | 68% | 68% | 68% | 68% | 68%
| SPS1 | CH | Efficiency in industry sectors¦Heat¦On-site CHPs¦Industrial CHPs oil | % | 119.5% | 95.27% | 93.2% | 95.52% | 93.66% | - | - | - | 94.78% | 94.67% | 94.53% | 94.34%
| SPS1 | CH | Efficiency in industry sectors¦Heat¦On-site CHPs¦Industrial CHPs gas | % | 119.5% | 95.27% | 93.2% | 95.52% | 93.66% | 94.28% | 94.47% | 94.95% | 94.78% | 94.67% | 94.53% | 94.34%
| SPS1 | CH | Efficiency in industry sectors¦Heat¦On-site CHPs¦Industrial CHPs gas (CCS) | % | - | - | - | - | - | 94.28% | 94.47% | 94.95% | 94.78% | 94.67% | 94.53% | 94.34%
| SPS1 | CH | Efficiency in industry sectors¦Heat¦On-site CHPs¦Industrial CHPs fuel cells (gas reformer) | % | - | - | - | - | 93.66% | 94.28% | 94.47% | 94.95% | 94.78% | 94.67% | 94.53% | 94.34%
| SPS1 | CH | Efficiency in industry sectors¦Heat¦On-site CHPs¦Industrial CHPs wastes | % | 119.5% | 95.27% | 93.2% | 95.52% | 93.66% | 94.28% | 94.47% | 94.95% | 94.78% | 94.67% | 94.53% | 94.34%
| SPS1 | CH | Efficiency in industry sectors¦Heat¦On-site CHPs¦Industrial CHPs wastes CCS | % | - | - | - | - | - | 94.28% | 94.47% | 94.95% | 94.78% | 94.67% | 94.53% | 94.34%
| SPS1 | CH | Efficiency in industry sectors¦Heat¦On-site CHPs¦Industrial CHPs wood | % | 119.5% | 95.27% | 93.2% | 95.52% | 93.66% | 94.28% | 94.47% | 94.95% | 94.78% | 94.67% | 94.53% | 94.34%
| SPS1 | CH | Efficiency in industry sectors¦Heat¦On-site CHPs¦Industrial CHPs wood (CCS) | % | - | - | - | - | - | 94.28% | 94.47% | 94.95% | 94.78% | 94.67% | 94.53% | 94.34%
| SPS1 | CH | Efficiency in industry sectors¦Heat¦On-site CHPs¦Industrial CHPs fuel cells (hydrogen) | % | - | - | - | - | 93.66% | 94.28% | 94.47% | 94.95% | 94.78% | 94.67% | 94.53% | 94.34%
| SPS1 | CH | Efficiency in industry sectors¦Heat¦District heating | % | 92.45% | 92.65% | 92.94% | 93.44% | 93.93% | 94.43% | 94.71% | 95% | 95% | 95% | 95% | 95%
| SPS1 | CH | Efficiency in industry sectors¦Wood¦Wood boiler | % | 59% | 59.07% | 59.17% | 59.33% | 59.5% | 59.67% | 59.83% | 60% | 60% | 60% | 60% | 60%
| SPS1 | CH | Efficiency in industry sectors¦Pellets¦Pellet boiler | % | 73.75% | 73.83% | 73.96% | 74.17% | 74.37% | 74.58% | 74.79% | 75% | 75% | 75% | 75% | 75%
| SPS1 | CH | Efficiency in industry sectors¦Wastes¦Wastes boiler | % | 52.8% | 52.8% | 52.8% | 52.8% | 52.8% | 52.8% | 53.6% | 54.4% | 54.4% | 54.4% | 54.4% | 54.4%
| SPS1 | CH | Efficiency in industry sectors¦Solar¦Solar thermal | % | 100% | 100% | 100% | 100% | 100% | 100% | 100% | 100% | 100% | 100% | 100% | 100%
| SPS1 | CH | Efficiency in industry sectors¦Hydrogen¦Hydrogen boiler | % | - | - | - | - | 77.71% | 79.18% | 79.75% | 80.54% | 81.06% | 81.07% | 81.15% | 81.26%
| SPS1 | CH | Fuel consumption in Services sectors | PJ/yr. | 140.1014 | 137.0546 | 130.571 | 128.9102 | 127.1619 | 126.3501 | 123.1652 | 114.1117 | 112.715 | 113.7143 | 113.8272 | 115.0233
| SPS1 | CH | Fuel consumption in Services sectors¦Electricity | PJ/yr. | 60.95 | 60.1302 | 65.1173 | 65.4202 | 65.3877 | 65.5267 | 64.7715 | 66.3434 | 68.0282 | 69.8161 | 70.1434 | 71.284
| SPS1 | CH | Fuel consumption in Services sectors¦Electricity¦Electric boiler | PJ/yr. | 2.6236 | 0.0030242 | 2.1197 | 1.8232 | 1.5224 | 1.2576 | 0.94182 | 0.71019 | 0.98941 | 1.6703 | 0.77665 | 0.75638
| SPS1 | CH | Fuel consumption in Services sectors¦Electricity¦Heat pump electric | PJ/yr. | 1.3316 | 1.4252 | 1.4593 | 1.5271 | 1.5732 | 1.6117 | 1.695 | 4.0222 | 4.3797 | 4.6313 | 5.042 | 5.43
| SPS1 | CH | Fuel consumption in Services sectors¦Electricity¦Other electric appliances | PJ/yr. | 56.9948 | 58.7019 | 61.5383 | 62.0699 | 62.2921 | 62.6574 | 62.1347 | 61.611 | 62.6591 | 63.5144 | 64.3247 | 65.0977
| SPS1 | CH | Fuel consumption in Services sectors¦Oil¦Total | PJ/yr. | 30.2567 | 25.5473 | 19.1328 | 15.8577 | 8.7654 | 5.9728 | 3.1625 | 0.8666 | 0.85351 | 0.8597 | 0.86003 | 0.8601
| SPS1 | CH | Fuel consumption in Services sectors¦Oil¦Total¦Light fuel boiler | PJ/yr. | 30.2567 | 25.5473 | 19.1328 | 15.8577 | 8.7654 | 5.9728 | 3.1625 | 0.8666 | 0.85351 | 0.8597 | 0.86003 | 0.8601
| SPS1 | CH | Fuel consumption in Services sectors¦Oil¦Fossil liquids | PJ/yr. | 30.2567 | 25.5473 | 19.1328 | 15.857 | 8.7619 | 5.9706 | 3.1596 | 1.4589e-05 | 5.1543e-05 | 5.5704e-05 | 6.0444e-05 | 8.7691e-05
| SPS1 | CH | Fuel consumption in Services sectors¦Oil¦Fossil liquids¦Light fuel oil | PJ/yr. | 30.2567 | 25.5473 | 19.1328 | 15.857 | 8.7619 | 5.9706 | 3.1596 | 1.4589e-05 | 5.1543e-05 | 5.5704e-05 | 6.0444e-05 | 8.7691e-05
| SPS1 | CH | Fuel consumption in Services sectors¦Oil¦Fossil liquids¦Light fuel oil¦Light fuel oil boiler | PJ/yr. | 30.2567 | 25.5473 | 19.1328 | 15.857 | 8.7619 | 5.9706 | 3.1596 | 1.4589e-05 | 5.1543e-05 | 5.5704e-05 | 6.0444e-05 | 8.7691e-05
| SPS1 | CH | Fuel consumption in Services sectors¦Oil¦Synthetic liquids | PJ/yr. | 0 | 0 | 1.0909e-05 | 0.0006938 | 0.0034531 | 0.0021461 | 0.0028235 | 0.86658 | 0.85345 | 0.85965 | 0.85997 | 0.86001
| SPS1 | CH | Fuel consumption in Services sectors¦Oil¦Synthetic liquids¦Light fuel oil boiler | PJ/yr. | 0 | 0 | 1.0909e-05 | 0.0006938 | 0.0034531 | 0.0021461 | 0.0028235 | 0.86658 | 0.85345 | 0.85965 | 0.85997 | 0.86001
| SPS1 | CH | Fuel consumption in Services sectors¦Gas¦Total | PJ/yr. | 26.951 | 28.2871 | 23.4099 | 23.9201 | 24.7168 | 22.6091 | 10.2545 | 8.5767 | 8.4153 | 8.4043 | 8.7695 | 8.7436
| SPS1 | CH | Fuel consumption in Services sectors¦Gas¦Total¦Gas boiler | PJ/yr. | 25.5487 | 26.7498 | 22.1059 | 22.5224 | 22.8209 | 18.8318 | 6.4701 | 4.7452 | 4.6555 | 4.4953 | 4.6111 | 4.5766
| SPS1 | CH | Fuel consumption in Services sectors¦Gas¦Total¦Heat pump gas | PJ/yr. | 0 | 0 | 0.0066231 | 0.0058937 | 0.048418 | 0.11186 | 0.10804 | 0.15751 | 0.091911 | 0.24375 | 0.17462 | 0.19106
| SPS1 | CH | Fuel consumption in Services sectors¦Gas¦Total¦Biogas boiler | PJ/yr. | 1.4023 | 1.5373 | 1.2974 | 1.3919 | 1.8475 | 3.6655 | 3.6764 | 3.6741 | 3.6679 | 3.6652 | 3.9838 | 3.976
| SPS1 | CH | Fuel consumption in Services sectors¦Gas¦Fossil gases | PJ/yr. | 25.2645 | 23.9064 | 22.1005 | 22.5206 | 22.8186 | 18.7481 | 6.0993 | 3.0015 | 2.9763 | 2.8172 | 2.9247 | 2.9115
| SPS1 | CH | Fuel consumption in Services sectors¦Gas¦Fossil gases¦Gas boiler | PJ/yr. | 25.2645 | 23.9064 | 22.0939 | 22.5147 | 22.7703 | 18.6374 | 5.9991 | 2.9051 | 2.9187 | 2.6723 | 2.818 | 2.7949
| SPS1 | CH | Fuel consumption in Services sectors¦Gas¦Fossil gases¦Heat pump gas | PJ/yr. | 0 | 0 | 0.0066195 | 0.0058916 | 0.048311 | 0.1107 | 0.10017 | 0.096433 | 0.057623 | 0.1449 | 0.10672 | 0.11668
| SPS1 | CH | Fuel consumption in Services sectors¦Gas¦Synthetic gases | PJ/yr. | 1.6865 | 4.3807 | 1.3028 | 1.3937 | 1.8499 | 3.7492 | 4.0472 | 5.4177 | 5.3471 | 5.3433 | 5.6701 | 5.641
| SPS1 | CH | Fuel consumption in Services sectors¦Gas¦Synthetic gases¦Gas boiler | PJ/yr. | 0.28418 | 2.8434 | 0.005468 | 0.0018257 | 0.0023322 | 0.083186 | 0.36476 | 1.6876 | 1.6466 | 1.5918 | 1.6248 | 1.5983
| SPS1 | CH | Fuel consumption in Services sectors¦Gas¦Synthetic gases¦Heat pump gas | PJ/yr. | 0 | 0 | 1.6383e-06 | 4.7776e-07 | 4.948e-06 | 0.00049411 | 0.0060906 | 0.056021 | 0.032509 | 0.08631 | 0.06153 | 0.066724
| SPS1 | CH | Fuel consumption in Services sectors¦Gas¦Synthetic gases¦Biogas boiler | PJ/yr. | 1.4023 | 1.5373 | 1.2974 | 1.3919 | 1.8475 | 3.6655 | 3.6764 | 3.6741 | 3.6679 | 3.6652 | 3.9838 | 3.976
| SPS1 | CH | Fuel consumption in Services sectors¦Heat | PJ/yr. | 7.727 | 8.3698 | 8.3602 | 8.1744 | 7.8611 | 7.562 | 8.517 | 8.4998 | 9.0888 | 8.9849 | 9.0036 | 8.9284
| SPS1 | CH | Fuel consumption in Services sectors¦Heat¦On-site CHPs | PJ/yr. | 2.1169 | 2.293 | 2.2835 | 2.0976 | 1.7844 | 1.3007 | 0.77091 | 0.75294 | 0.779 | 0.67502 | 0.69375 | 0.6183
| SPS1 | CH | Fuel consumption in Services sectors¦Heat¦On-site CHPs¦Services sectors CHPs (bio)gas | PJ/yr. | 1.4243 | 1.5546 | 1.3805 | 1.2425 | 1.0007 | 0.84552 | 0.73852 | 0.69145 | 0.65017 | 0.56946 | 0.55625 | 0.47095
| SPS1 | CH | Fuel consumption in Services sectors¦Heat¦On-site CHPs¦Services sectors CHPs gas | PJ/yr. | 0.69261 | 0.7384 | 0.90297 | 0.83956 | 0.75019 | 0.41429 | 0 | 0 | 0.020493 | 0.020052 | 0.019089 | 0.025114
| SPS1 | CH | Fuel consumption in Services sectors¦Heat¦On-site CHPs¦Services sectors CHPs fuel cells (gas reformer) | PJ/yr. | 0 | 0 | 0 | 0 | 0 | 0 | 0 | 0 | 0.0021199 | 0.0023517 | 0.0021812 | 0.0032103
| SPS1 | CH | Fuel consumption in Services sectors¦Heat¦On-site CHPs¦Services sectors CHPs wood | PJ/yr. | 0 | 0 | 0 | 0.0069806 | 0.010307 | 0.02019 | 0.015422 | 0.012556 | 0.026726 | 0.013419 | 0.011703 | 0.014084
| SPS1 | CH | Fuel consumption in Services sectors¦Heat¦On-site CHPs¦Services sectors CHPs fuel cells (hydrogen) | PJ/yr. | 0 | 0 | 0 | 0.0086153 | 0.023169 | 0.020716 | 0.016977 | 0.048933 | 0.07949 | 0.069732 | 0.10453 | 0.10494
| SPS1 | CH | Fuel consumption in Services sectors¦Heat¦District heating | PJ/yr. | 5.61 | 6.0767 | 6.0767 | 6.0767 | 6.0768 | 6.2613 | 7.7461 | 7.7469 | 8.3098 | 8.3098 | 8.3099 | 8.3101
| SPS1 | CH | Fuel consumption in Services sectors¦Wood | PJ/yr. | 8.5744 | 8.4405 | 8.4994 | 8.3789 | 10.306 | 11.482 | 22.4233 | 8.0505 | 3.8816 | 3.0554 | 0.52688 | 0.80208
| SPS1 | CH | Fuel consumption in Services sectors¦Wood¦Wood boiler | PJ/yr. | 8.5744 | 8.4405 | 8.4994 | 8.3789 | 10.306 | 11.482 | 22.4233 | 8.0505 | 3.8816 | 3.0554 | 0.52688 | 0.80208
| SPS1 | CH | Fuel consumption in Services sectors¦Pellets | PJ/yr. | 2.0857 | 2.4001 | 2.0095 | 2.1785 | 2.3049 | 2.4434 | 2.4071 | 3.3703 | 2.4218 | 2.4405 | 2.4403 | 2.4404
| SPS1 | CH | Fuel consumption in Services sectors¦Pellets¦Pellet boiler | PJ/yr. | 2.0857 | 2.4001 | 2.0095 | 2.1785 | 2.3049 | 2.4434 | 2.4071 | 3.3703 | 2.4218 | 2.4405 | 2.4403 | 2.4404
| SPS1 | CH | Fuel consumption in Services sectors¦Solar | PJ/yr. | 0.62701 | 0.68735 | 0.68552 | 0.68834 | 3.4183 | 5.7665 | 6.8861 | 6.8873 | 5.9581 | 5.3875 | 6.183 | 5.2397
| SPS1 | CH | Fuel consumption in Services sectors¦Solar¦Solar thermal | PJ/yr. | 0.62701 | 0.68735 | 0.68552 | 0.68834 | 3.4183 | 5.7665 | 6.8861 | 6.8873 | 5.9581 | 5.3875 | 6.183 | 5.2397
| SPS1 | CH | Fuel consumption in Services sectors¦Hydrogen | PJ/yr. | 0 | 0 | 0 | 0.62719 | 0.46881 | 0.79726 | 0.1669 | 0.25504 | 1.8046 | 1.7983 | 1.7829 | 1.521
| SPS1 | CH | Fuel consumption in Services sectors¦Hydrogen¦From gas grid (mixed with methane) | PJ/yr. | 0 | 0 | 0 | 0 | 0 | 0 | 0 | 0 | 0 | 0 | 0 | 0
| SPS1 | CH | Fuel consumption in Services sectors¦Hydrogen¦From hydrogen grid | PJ/yr. | 0 | 0 | 0 | 0.62719 | 0.46881 | 0.79726 | 0.1669 | 0.25504 | 1.8046 | 1.7983 | 1.7829 | 1.521
| SPS1 | CH | Fuel consumption in Services sectors¦Hydrogen¦From hydrogen grid¦Hydrogen boiler | PJ/yr. | 0 | 0 | 0 | 0.62719 | 0.46881 | 0.79726 | 0.1669 | 0.25504 | 1.8046 | 1.7983 | 1.7829 | 1.521
| SPS1 | CH | Fuel consumption in Services sectors¦Ambient heat | PJ/yr. | 2.9296 | 3.1925 | 3.3563 | 3.6649 | 3.9329 | 4.1905 | 4.5764 | 11.2621 | 12.2631 | 12.9677 | 14.1177 | 15.204
| SPS1 | CH | Fuel consumption in Services sectors¦Ambient heat¦Heat pump electric | PJ/yr. | 2.9296 | 3.1925 | 3.3563 | 3.6649 | 3.9329 | 4.1905 | 4.5764 | 11.2621 | 12.2631 | 12.9677 | 14.1177 | 15.204
| SPS1 | CH | Fuel consumption in Services sectors¦Ambient heat¦Heat pump gas | PJ/yr. | 0 | 0 | 0.0064906 | 0.0061294 | 0.05326 | 0.12975 | 0.1318 | 0.20162 | 0.11765 | 0.312 | 0.22351 | 0.24456
| SPS1 | CH | Space water and process heat production in Services sectors | PJ/yr. | 73.2386 | 78.634 | 79.1718 | 77.7474 | 76.4488 | 75.4295 | 74.1897 | 70.6322 | 69.3288 | 69.7268 | 69.713 | 70.0823
| SPS1 | CH | Space water and process heat production in Services sectors¦Electricity | PJ/yr. | 63.6501 | 63.3224 | 68.3014 | 68.9484 | 69.2159 | 69.6386 | 69.2949 | 77.5699 | 80.2419 | 82.7003 | 84.2222 | 86.4502
| SPS1 | CH | Space water and process heat production in Services sectors¦Electricity¦Electric boiler | PJ/yr. | 2.3941 | 0.0027672 | 1.9475 | 1.6864 | 1.4178 | 1.179 | 0.88884 | 0.67468 | 0.93994 | 1.5868 | 0.73782 | 0.71856
| SPS1 | CH | Space water and process heat production in Services sectors¦Electricity¦Heat pump electric | PJ/yr. | 4.2612 | 4.6177 | 4.8156 | 5.192 | 5.506 | 5.8022 | 6.2714 | 15.2842 | 16.6428 | 17.5991 | 19.1598 | 20.634
| SPS1 | CH | Space water and process heat production in Services sectors¦Electricity¦Other electric appliances | PJ/yr. | 56.9948 | 58.7019 | 61.5383 | 62.0699 | 62.2921 | 62.6574 | 62.1347 | 61.611 | 62.6591 | 63.5144 | 64.3247 | 65.0977
| SPS1 | CH | Space water and process heat production in Services sectors¦Oil | PJ/yr. | 24.8431 | 21.0178 | 15.7873 | 13.1493 | 7.3047 | 5.0022 | 2.6486 | 0.72578 | 0.71481 | 0.72 | 0.72028 | 0.72033
| SPS1 | CH | Space water and process heat production in Services sectors¦Oil¦Light fuel boiler | PJ/yr. | 24.8431 | 21.0178 | 15.7873 | 13.1493 | 7.3047 | 5.0022 | 2.6486 | 0.72578 | 0.71481 | 0.72 | 0.72028 | 0.72033
| SPS1 | CH | Space water and process heat production in Services sectors¦Gas | PJ/yr. | 25.4128 | 26.6677 | 22.0685 | 22.7416 | 23.3905 | 21.3535 | 9.5034 | 7.9395 | 7.8628 | 7.8942 | 8.1739 | 8.1673
| SPS1 | CH | Space water and process heat production in Services sectors¦Gas¦Gas boiler | PJ/yr. | 24.1897 | 25.3269 | 20.9238 | 21.5156 | 21.6775 | 17.9148 | 6.0571 | 4.3759 | 4.4541 | 4.1416 | 4.3011 | 4.2639
| SPS1 | CH | Space water and process heat production in Services sectors¦Gas¦Heat pump gas | PJ/yr. | 0 | 0 | 0.013114 | 0.012023 | 0.10168 | 0.24161 | 0.23984 | 0.35913 | 0.20956 | 0.55574 | 0.39813 | 0.43561
| SPS1 | CH | Space water and process heat production in Services sectors¦Gas¦Biogas boiler | PJ/yr. | 1.2231 | 1.3408 | 1.1316 | 1.214 | 1.6114 | 3.1971 | 3.2065 | 3.2045 | 3.1992 | 3.1968 | 3.4747 | 3.4678
| SPS1 | CH | Space water and process heat production in Services sectors¦Heat | PJ/yr. | 7.6497 | 8.2861 | 8.2766 | 8.0926 | 7.7825 | 7.4864 | 8.4318 | 8.4148 | 8.9979 | 8.895 | 8.9136 | 8.8391
| SPS1 | CH | Space water and process heat production in Services sectors¦Heat¦On-site CHPs | PJ/yr. | 2.0958 | 2.2701 | 2.2607 | 2.0766 | 1.7665 | 1.2877 | 0.76321 | 0.74541 | 0.77121 | 0.66827 | 0.68682 | 0.61211
| SPS1 | CH | Space water and process heat production in Services sectors¦Heat¦On-site CHPs¦Services sectors CHPs (bio)gas | PJ/yr. | 1.4101 | 1.5391 | 1.3667 | 1.23 | 0.99068 | 0.83706 | 0.73113 | 0.68453 | 0.64367 | 0.56377 | 0.55069 | 0.46624
| SPS1 | CH | Space water and process heat production in Services sectors¦Heat¦On-site CHPs¦Services sectors CHPs gas | PJ/yr. | 0.68568 | 0.73101 | 0.89394 | 0.83116 | 0.74269 | 0.41015 | 0 | 0 | 0.020288 | 0.019852 | 0.018898 | 0.024862
| SPS1 | CH | Space water and process heat production in Services sectors¦Heat¦On-site CHPs¦Services sectors CHPs fuel cells (gas reformer) | PJ/yr. | 0 | 0 | 0 | 0 | 0 | 0 | 0 | 0 | 0.0020987 | 0.0023281 | 0.0021594 | 0.0031782
| SPS1 | CH | Space water and process heat production in Services sectors¦Heat¦On-site CHPs¦Services sectors CHPs wood | PJ/yr. | 0 | 0 | 0 | 0.0069108 | 0.010204 | 0.019988 | 0.015268 | 0.012431 | 0.026459 | 0.013285 | 0.011586 | 0.013943
| SPS1 | CH | Space water and process heat production in Services sectors¦Heat¦On-site CHPs¦Services sectors CHPs fuel cells (hydrogen) | PJ/yr. | 0 | 0 | 0 | 0.0085291 | 0.022937 | 0.020509 | 0.016807 | 0.048443 | 0.078695 | 0.069034 | 0.10348 | 0.10389
| SPS1 | CH | Space water and process heat production in Services sectors¦Heat¦District heating | PJ/yr. | 5.5539 | 6.016 | 6.016 | 6.016 | 6.016 | 6.1987 | 7.6686 | 7.6694 | 8.2267 | 8.2267 | 8.2268 | 8.227
| SPS1 | CH | Space water and process heat production in Services sectors¦Wood | PJ/yr. | 6.1736 | 6.0771 | 6.1196 | 6.0328 | 7.4203 | 8.267 | 16.1447 | 5.7964 | 2.7948 | 2.1999 | 0.37936 | 0.5775
| SPS1 | CH | Space water and process heat production in Services sectors¦Wood¦Wood boiler | PJ/yr. | 6.1736 | 6.0771 | 6.1196 | 6.0328 | 7.4203 | 8.267 | 16.1447 | 5.7964 | 2.7948 | 2.1999 | 0.37936 | 0.5775
| SPS1 | CH | Space water and process heat production in Services sectors¦Pellets | PJ/yr. | 1.8771 | 2.1601 | 1.8085 | 1.9606 | 2.0744 | 2.199 | 2.1664 | 3.0333 | 2.1796 | 2.1964 | 2.1963 | 2.1964
| SPS1 | CH | Space water and process heat production in Services sectors¦Pellets¦Pellet boiler | PJ/yr. | 1.8771 | 2.1601 | 1.8085 | 1.9606 | 2.0744 | 2.199 | 2.1664 | 3.0333 | 2.1796 | 2.1964 | 2.1963 | 2.1964
| SPS1 | CH | Space water and process heat production in Services sectors¦Solar | PJ/yr. | 0.62701 | 0.68735 | 0.68552 | 0.68834 | 3.4183 | 5.7665 | 6.8861 | 6.8873 | 5.9581 | 5.3875 | 6.183 | 5.2397
| SPS1 | CH | Space water and process heat production in Services sectors¦Solar¦Solar thermal | PJ/yr. | 0.62701 | 0.68735 | 0.68552 | 0.68834 | 3.4183 | 5.7665 | 6.8861 | 6.8873 | 5.9581 | 5.3875 | 6.183 | 5.2397
| SPS1 | CH | Space water and process heat production in Services sectors¦Hydrogen | PJ/yr. | 0 | 0 | 0 | 0.39701 | 0.3276 | 0.56416 | 0.12462 | 0.2092 | 1.5753 | 1.5864 | 1.5874 | 1.3284
| SPS1 | CH | Space water and process heat production in Services sectors¦Hydrogen¦Hydrogen boiler | PJ/yr. | 0 | 0 | 0 | 0.39701 | 0.3276 | 0.56416 | 0.12462 | 0.2092 | 1.5753 | 1.5864 | 1.5874 | 1.3284
| SPS1 | CH | Space water and process heat production in Services sectors¦Energy savings | PJ/yr. | 0 | 9.1173 | 17.6626 | 17.8066 | 17.8066 | 17.8095 | 21.1238 | 21.667 | 21.6628 | 21.6615 | 21.6616 | 21.661
| SPS1 | CH | Efficiency in Services sectors | % | bar: 2020 to 2070
| SPS1 | CH | Efficiency in Services sectors¦Electricity¦Electric boiler | % | 91.25% | 91.5% | 91.87% | 92.5% | 93.13% | 93.75% | 94.38% | 95% | 95% | 95% | 95% | 95%
| SPS1 | CH | Efficiency in Services sectors¦Electricity¦Heat pump electric | % | 320% | 324% | 330% | 340% | 350% | 360% | 370% | 380% | 380% | 380% | 380% | 380%
| SPS1 | CH | Efficiency in Services sectors¦Electricity¦Other electric appliances | % | 100% | 100% | 100% | 100% | 100% | 100% | 100% | 100% | 100% | 100% | 100% | 100%
| SPS1 | CH | Efficiency in Services sectors¦Oil¦Total¦Light fuel boiler | % | 82.11% | 82.27% | 82.51% | 82.92% | 83.34% | 83.75% | 83.75% | 83.75% | 83.75% | 83.75% | 83.75% | 83.75%
| SPS1 | CH | Efficiency in Services sectors¦Gas¦Total¦Gas boiler | % | 94.68% | 94.68% | 94.65% | 95.53% | 94.99% | 95.13% | 93.62% | 92.22% | 95.67% | 92.13% | 93.28% | 93.17%
| SPS1 | CH | Efficiency in Services sectors¦Gas¦Total¦Heat pump gas | % | - | - | 198% | 204% | 210% | 216% | 222% | 228% | 228% | 228% | 228% | 228%
| SPS1 | CH | Efficiency in Services sectors¦Gas¦Total¦Biogas boiler | % | 87.22% | 87.22% | 87.22% | 87.22% | 87.22% | 87.22% | 87.22% | 87.22% | 87.22% | 87.22% | 87.22% | 87.22%
| SPS1 | CH | Efficiency in Services sectors¦Heat¦On-site CHPs¦Services sectors CHPs (bio)gas | % | 99% | 99% | 99% | 99% | 99% | 99% | 99% | 99% | 99% | 99% | 99% | 99%
| SPS1 | CH | Efficiency in Services sectors¦Heat¦On-site CHPs¦Services sectors CHPs gas | % | 99% | 99% | 99% | 99% | 99% | 99% | - | - | 99% | 99% | 99% | 99%
| SPS1 | CH | Efficiency in Services sectors¦Heat¦On-site CHPs¦Services sectors CHPs fuel cells (gas reformer) | % | - | - | - | - | - | - | - | - | 99% | 99% | 99% | 99%
| SPS1 | CH | Efficiency in Services sectors¦Heat¦On-site CHPs¦Services sectors CHPs wood | % | - | - | - | 99% | 99% | 99% | 99% | 99% | 99% | 99% | 99% | 99%
| SPS1 | CH | Efficiency in Services sectors¦Heat¦On-site CHPs¦Services sectors CHPs fuel cells (hydrogen) | % | - | - | - | 99% | 99% | 99% | 99% | 99% | 99% | 99% | 99% | 99%
| SPS1 | CH | Efficiency in Services sectors¦Heat¦District heating | % | 99% | 99% | 99% | 99% | 99% | 99% | 99% | 99% | 99% | 99% | 99% | 99%
| SPS1 | CH | Efficiency in Services sectors¦Wood¦Wood boiler | % | 72% | 72% | 72% | 72% | 72% | 72% | 72% | 72% | 72% | 72% | 72% | 72%
| SPS1 | CH | Efficiency in Services sectors¦Pellets¦Pellet boiler | % | 90% | 90% | 90% | 90% | 90% | 90% | 90% | 90% | 90% | 90% | 90% | 90%
| SPS1 | CH | Efficiency in Services sectors¦Solar¦Solar thermal | % | 100% | 100% | 100% | 100% | 100% | 100% | 100% | 100% | 100% | 100% | 100% | 100%
| SPS1 | CH | Efficiency in Services sectors¦Hydrogen¦Hydrogen boiler | % | - | - | - | 63.3% | 69.88% | 70.76% | 74.67% | 82.03% | 87.29% | 88.22% | 89.04% | 87.34%
| SPS1 | CH | Fuel consumption in Residential sector | PJ/yr. | 217.9659 | 219.8923 | 219.9907 | 217.6811 | 202.9221 | 192.0756 | 188.9742 | 188.853 | 184.7075 | 181.1461 | 184.9452 | 177.3746
| SPS1 | CH | Fuel consumption in Residential sector¦Electricity | PJ/yr. | 69.4701 | 70.0188 | 68.9382 | 69.4979 | 70.1115 | 72.9019 | 71.9082 | 73.5491 | 75.1461 | 77.8624 | 78.9571 | 75.4343
| SPS1 | CH | Fuel consumption in Residential sector¦Electricity¦Space heating | PJ/yr. | 15.3333 | 15.1061 | 14.986 | 16.1659 | 17.9361 | 20.6211 | 20.477 | 21.8517 | 22.1565 | 23.0436 | 23.9943 | 21.7102
| SPS1 | CH | Fuel consumption in Residential sector¦Electricity¦Space heating¦Electric boiler | PJ/yr. | 9.3769 | 8.1265 | 7.3929 | 5.5054 | 2.9078 | 1.8033 | 1.1934 | 1.5838 | 1.8633 | 2.7495 | 3.7002 | 1.4143
| SPS1 | CH | Fuel consumption in Residential sector¦Electricity¦Space heating¦Heat pump electric | PJ/yr. | 5.9564 | 6.9796 | 7.5931 | 10.6604 | 15.0284 | 18.8177 | 19.2836 | 20.2678 | 20.2933 | 20.2941 | 20.2942 | 20.2959
| SPS1 | CH | Fuel consumption in Residential sector¦Electricity¦Water heating | PJ/yr. | 9.5599 | 10.0853 | 9.3187 | 8.4938 | 7.1453 | 7.2289 | 6.5577 | 6.7653 | 7.5137 | 8.9593 | 8.6899 | 7.4351
| SPS1 | CH | Fuel consumption in Residential sector¦Electricity¦Water heating¦Electric boiler | PJ/yr. | 8.411 | 8.7989 | 7.5266 | 5.5975 | 2.6225 | 1.6163 | 1.0631 | 1.4023 | 1.6497 | 2.6637 | 3.2762 | 1.402
| SPS1 | CH | Fuel consumption in Residential sector¦Electricity¦Water heating¦Heat pump electric | PJ/yr. | 1.1489 | 1.2864 | 1.792 | 2.8962 | 4.5228 | 5.6126 | 5.4947 | 5.363 | 5.864 | 6.2956 | 5.4137 | 6.0331
| SPS1 | CH | Fuel consumption in Residential sector¦Electricity¦Other appliances | PJ/yr. | 44.5769 | 44.8274 | 44.6335 | 44.8383 | 45.0301 | 45.0519 | 44.8735 | 44.9321 | 45.4759 | 45.8595 | 46.2728 | 46.289
| SPS1 | CH | Fuel consumption in Residential sector¦Oil¦Total | PJ/yr. | 60.2319 | 51.3201 | 47.913 | 39.1256 | 13.2635 | 0.037721 | 0.032157 | 0.028614 | 0.025457 | 0.022175 | 0.022362 | 0.021516
| SPS1 | CH | Fuel consumption in Residential sector¦Oil¦Fossil liquids | PJ/yr. | 60.2319 | 51.3201 | 47.913 | 39.1249 | 13.26 | 0.03619 | 0.029732 | 1.522e-05 | 5.1985e-05 | 5.5899e-05 | 6.1723e-05 | 8.9203e-05
| SPS1 | CH | Fuel consumption in Residential sector¦Oil¦Synthetic liquids | PJ/yr. | 0 | 0 | 1.094e-05 | 0.00069583 | 0.0034462 | 0.0015315 | 0.0024253 | 0.028599 | 0.025405 | 0.022119 | 0.0223 | 0.021427
| SPS1 | CH | Fuel consumption in Residential sector¦Oil¦Total¦Space heating | PJ/yr. | 50.3715 | 43.0589 | 45.5683 | 38.4542 | 13.0667 | 0.03362 | 0.02851 | 0.027168 | 0.021939 | 0.01855 | 0.018533 | 0.017762
| SPS1 | CH | Fuel consumption in Residential sector¦Oil¦Total¦Space heating¦Light fuel boiler | PJ/yr. | 50.3715 | 43.0589 | 45.5683 | 38.4542 | 13.0667 | 0.03362 | 0.02851 | 0.027168 | 0.021939 | 0.01855 | 0.018533 | 0.017762
| SPS1 | CH | Fuel consumption in Residential sector¦Oil¦Fossil liquids¦Space heating | PJ/yr. | 50.3715 | 43.0589 | 45.5682 | 38.4535 | 13.0633 | 0.032255 | 0.02636 | 1.4451e-05 | 4.4801e-05 | 4.6761e-05 | 5.1155e-05 | 7.364e-05
| SPS1 | CH | Fuel consumption in Residential sector¦Oil¦Fossil liquids¦Space heating¦Light fuel boiler | PJ/yr. | 50.3715 | 43.0589 | 45.5682 | 38.4535 | 13.0633 | 0.032255 | 0.02636 | 1.4451e-05 | 4.4801e-05 | 4.6761e-05 | 5.1155e-05 | 7.364e-05
| SPS1 | CH | Fuel consumption in Residential sector¦Oil¦Synthetic liquids¦Space heating | PJ/yr. | 0 | 0 | 1.0404e-05 | 0.00068389 | 0.003395 | 0.001365 | 0.0021502 | 0.027153 | 0.021894 | 0.018503 | 0.018482 | 0.017689
| SPS1 | CH | Fuel consumption in Residential sector¦Oil¦Synthetic liquids¦Space heating¦Light fuel boiler | PJ/yr. | 0 | 0 | 1.0404e-05 | 0.00068389 | 0.003395 | 0.001365 | 0.0021502 | 0.027153 | 0.021894 | 0.018503 | 0.018482 | 0.017689
| SPS1 | CH | Fuel consumption in Residential sector¦Oil¦Total¦Water heating | PJ/yr. | 9.8604 | 8.2611 | 2.3447 | 0.67141 | 0.19675 | 0.0041011 | 0.0036476 | 0.0014459 | 0.0035176 | 0.0036249 | 0.0038289 | 0.0037537
| SPS1 | CH | Fuel consumption in Residential sector¦Oil¦Total¦Water heating¦Light fuel boiler | PJ/yr. | 9.8604 | 8.2611 | 2.3447 | 0.67141 | 0.19675 | 0.0041011 | 0.0036476 | 0.0014459 | 0.0035176 | 0.0036249 | 0.0038289 | 0.0037537
| SPS1 | CH | Fuel consumption in Residential sector¦Oil¦Fossil liquids¦Water heating¦Light fuel boiler | PJ/yr. | 9.8604 | 8.2611 | 2.3447 | 0.6714 | 0.1967 | 0.0039346 | 0.0033725 | 7.6911e-07 | 7.1832e-06 | 9.1378e-06 | 1.0569e-05 | 1.5562e-05
| SPS1 | CH | Fuel consumption in Residential sector¦Oil¦Synthetic liquids¦Water heating¦Light fuel boiler | PJ/yr. | 0 | 0 | 5.3535e-07 | 1.1941e-05 | 5.1119e-05 | 0.00016651 | 0.0002751 | 0.0014451 | 0.0035104 | 0.0036157 | 0.0038183 | 0.0037382
| SPS1 | CH | Fuel consumption in Residential sector¦Gas¦Total | PJ/yr. | 47.002 | 48.1011 | 52.4034 | 52.1698 | 45.6539 | 28.6033 | 20.3879 | 11.8154 | 10.0612 | 9.4325 | 9.4767 | 8.0751
| SPS1 | CH | Fuel consumption in Residential sector¦Gas¦Fossil gases | PJ/yr. | 46.6956 | 48.0906 | 52.393 | 52.1594 | 45.6435 | 28.5094 | 19.534 | 8.8801 | 7.217 | 6.6895 | 6.806 | 5.5101
| SPS1 | CH | Fuel consumption in Residential sector¦Gas¦Synthetic gases | PJ/yr. | 0.30642 | 0.010493 | 0.010401 | 0.010384 | 0.010416 | 0.093964 | 0.85393 | 2.9353 | 2.8441 | 2.743 | 2.6707 | 2.565
| SPS1 | CH | Fuel consumption in Residential sector¦Gas¦Total¦Space heating | PJ/yr. | 38.4947 | 41.2282 | 40.0846 | 40.0852 | 36.7288 | 24.9247 | 17.5378 | 10.2034 | 8.7826 | 8.2557 | 8.2556 | 7.0678
| SPS1 | CH | Fuel consumption in Residential sector¦Gas¦Total¦Space heating¦Gas boiler | PJ/yr. | 38.4947 | 41.2282 | 40.0505 | 40.0499 | 34.9498 | 23.2196 | 14.6595 | 8.7739 | 7.346 | 6.8201 | 6.82 | 5.6321
| SPS1 | CH | Fuel consumption in Residential sector¦Gas¦Total¦Space heating¦Heat pump gas | PJ/yr. | 0 | 0 | 0.034129 | 0.035336 | 1.7789 | 1.7051 | 2.8783 | 1.4295 | 1.4365 | 1.4357 | 1.4356 | 1.4357
| SPS1 | CH | Fuel consumption in Residential sector¦Gas¦Fossil gases¦Space heating | PJ/yr. | 38.2437 | 41.2192 | 40.0766 | 40.0772 | 36.7204 | 24.8428 | 16.8032 | 7.6686 | 6.2999 | 5.8549 | 5.929 | 4.8227
| SPS1 | CH | Fuel consumption in Residential sector¦Gas¦Fossil gases¦Space heating¦Gas boiler | PJ/yr. | 38.2437 | 41.2192 | 40.0425 | 40.0419 | 34.9419 | 23.1433 | 14.0455 | 6.5942 | 5.2694 | 4.8367 | 4.898 | 3.8431
| SPS1 | CH | Fuel consumption in Residential sector¦Gas¦Fossil gases¦Space heating¦Heat pump gas | PJ/yr. | 0 | 0 | 0.034122 | 0.035329 | 1.7785 | 1.6995 | 2.7578 | 1.0744 | 1.0304 | 1.0182 | 1.031 | 0.97966
| SPS1 | CH | Fuel consumption in Residential sector¦Gas¦Synthetic gases¦Space heating | PJ/yr. | 0.25096 | 0.0089937 | 0.0079563 | 0.0079784 | 0.0083798 | 0.08188 | 0.73455 | 2.5348 | 2.4827 | 2.4008 | 2.3266 | 2.245
| SPS1 | CH | Fuel consumption in Residential sector¦Gas¦Synthetic gases¦Space heating¦Gas boiler | PJ/yr. | 0.25096 | 0.0089937 | 0.0079495 | 0.0079714 | 0.007974 | 0.076278 | 0.614 | 2.1797 | 2.0766 | 1.9833 | 1.922 | 1.789
| SPS1 | CH | Fuel consumption in Residential sector¦Gas¦Synthetic gases¦Space heating¦Heat pump gas | PJ/yr. | 0 | 0 | 6.7741e-06 | 7.0332e-06 | 0.00040587 | 0.0056013 | 0.12056 | 0.35513 | 0.40608 | 0.4175 | 0.40457 | 0.45604
| SPS1 | CH | Fuel consumption in Residential sector¦Gas¦Total¦Water heating | PJ/yr. | 8.5073 | 6.8728 | 12.3189 | 12.0846 | 8.9251 | 3.6787 | 2.8501 | 1.612 | 1.2786 | 1.1768 | 1.221 | 1.0073
| SPS1 | CH | Fuel consumption in Residential sector¦Gas¦Total¦Water heating¦Gas boiler | PJ/yr. | 8.5073 | 6.8728 | 12.3108 | 12.075 | 8.4832 | 3.2579 | 2.1338 | 1.2533 | 0.91814 | 0.81656 | 0.86081 | 0.64698
| SPS1 | CH | Fuel consumption in Residential sector¦Gas¦Total¦Water heating¦Heat pump gas | PJ/yr. | 0 | 0 | 0.0080629 | 0.0095771 | 0.44189 | 0.42082 | 0.71632 | 0.35868 | 0.36045 | 0.36026 | 0.36024 | 0.36031
| SPS1 | CH | Fuel consumption in Residential sector¦Gas¦Fossil gases¦Water heating | PJ/yr. | 8.4518 | 6.8713 | 12.3164 | 12.0822 | 8.9231 | 3.6666 | 2.7308 | 1.2115 | 0.91716 | 0.83459 | 0.87693 | 0.68733
| SPS1 | CH | Fuel consumption in Residential sector¦Gas¦Fossil gases¦Water heating¦Gas boiler | PJ/yr. | 8.4518 | 6.8713 | 12.3084 | 12.0726 | 8.4813 | 3.2471 | 2.0445 | 0.94195 | 0.6586 | 0.5791 | 0.61822 | 0.44147
| SPS1 | CH | Fuel consumption in Residential sector¦Gas¦Fossil gases¦Water heating¦Heat pump gas | PJ/yr. | 0 | 0 | 0.0080613 | 0.0095752 | 0.44179 | 0.41944 | 0.68632 | 0.26958 | 0.25856 | 0.25549 | 0.25871 | 0.24586
| SPS1 | CH | Fuel consumption in Residential sector¦Gas¦Synthetic gases¦Water heating | PJ/yr. | 0.055462 | 0.0014993 | 0.0024451 | 0.0024053 | 0.0020363 | 0.012085 | 0.11938 | 0.40046 | 0.36144 | 0.34223 | 0.34411 | 0.31996
| SPS1 | CH | Fuel consumption in Residential sector¦Gas¦Synthetic gases¦Water heating¦Gas boiler | PJ/yr. | 0.055462 | 0.0014993 | 0.0024435 | 0.0024034 | 0.0019355 | 0.010702 | 0.089373 | 0.31136 | 0.25955 | 0.23746 | 0.24259 | 0.20551
| SPS1 | CH | Fuel consumption in Residential sector¦Gas¦Synthetic gases¦Water heating¦Heat pump gas | PJ/yr. | 0 | 0 | 1.6004e-06 | 1.9062e-06 | 0.00010082 | 0.0013824 | 0.030002 | 0.089106 | 0.10189 | 0.10477 | 0.10152 | 0.11445
| SPS1 | CH | Fuel consumption in Residential sector¦Coal | PJ/yr. | 0.10003 | 0.10003 | 0.013164 | 0.0065163 | 0.0024897 | 0 | 0 | 0 | 0 | 0 | 0 | 0
| SPS1 | CH | Fuel consumption in Residential sector¦Coal¦Space heating | PJ/yr. | 0.10003 | 0.10003 | 0.013164 | 0.0065163 | 0.0024897 | 0 | 0 | 0 | 0 | 0 | 0 | 0
| SPS1 | CH | Fuel consumption in Residential sector¦Coal¦Space heating¦Coal boiler | PJ/yr. | 0.10003 | 0.10003 | 0.013164 | 0.0065163 | 0.0024897 | 0 | 0 | 0 | 0 | 0 | 0 | 0
| SPS1 | CH | Fuel consumption in Residential sector¦Coal¦Water heating | PJ/yr. | 0 | 0 | 0 | 0 | 0 | 0 | 0 | 0 | 0 | 0 | 0 | 0
| SPS1 | CH | Fuel consumption in Residential sector¦Coal¦Water heating¦Coal boiler | PJ/yr. | 0 | 0 | 0 | 0 | 0 | 0 | 0 | 0 | 0 | 0 | 0 | 0
| SPS1 | CH | Fuel consumption in Residential sector¦Wood | PJ/yr. | 13.7231 | 15.8421 | 13.557 | 11.2897 | 8.9366 | 7.9299 | 7.9071 | 9.6622 | 6.6377 | 5.8056 | 4.3231 | 3.6102
| SPS1 | CH | Fuel consumption in Residential sector¦Wood¦Space heating | PJ/yr. | 12.6821 | 14.6475 | 12.8063 | 10.665 | 8.4423 | 7.4913 | 7.4697 | 9.1279 | 6.2705 | 5.4843 | 4.0839 | 3.4103
| SPS1 | CH | Fuel consumption in Residential sector¦Wood¦Space heating¦Wood boiler | PJ/yr. | 12.6821 | 14.6475 | 12.8063 | 10.665 | 8.4423 | 7.4913 | 7.4697 | 9.1279 | 6.2705 | 5.4843 | 4.0839 | 3.4103
| SPS1 | CH | Fuel consumption in Residential sector¦Wood¦Water heating | PJ/yr. | 1.041 | 1.1945 | 0.75074 | 0.62478 | 0.49431 | 0.43858 | 0.43732 | 0.53435 | 0.36714 | 0.32126 | 0.23913 | 0.19994
| SPS1 | CH | Fuel consumption in Residential sector¦Wood¦Water heating¦Wood boiler | PJ/yr. | 1.041 | 1.1945 | 0.75074 | 0.62478 | 0.49431 | 0.43858 | 0.43732 | 0.53435 | 0.36714 | 0.32126 | 0.23913 | 0.19994
| SPS1 | CH | Fuel consumption in Residential sector¦Pellets | PJ/yr. | 3.2683 | 3.8321 | 3.7299 | 3.8911 | 4.03 | 4.1425 | 4.2344 | 4.3193 | 4.3811 | 4.4524 | 4.4524 | 4.4527
| SPS1 | CH | Fuel consumption in Residential sector¦Pellets¦Space heating | PJ/yr. | 2.9966 | 3.5203 | 3.5236 | 3.6758 | 3.807 | 3.9134 | 4.0002 | 4.0805 | 4.1388 | 4.2061 | 4.2061 | 4.2063
| SPS1 | CH | Fuel consumption in Residential sector¦Pellets¦Space heating¦Pellets boiler | PJ/yr. | 2.9966 | 3.5203 | 3.5236 | 3.6758 | 3.807 | 3.9134 | 4.0002 | 4.0805 | 4.1388 | 4.2061 | 4.2061 | 4.2063
| SPS1 | CH | Fuel consumption in Residential sector¦Pellets¦Water heating | PJ/yr. | 0.27171 | 0.31178 | 0.20629 | 0.21524 | 0.22299 | 0.22914 | 0.23421 | 0.23889 | 0.24231 | 0.2463 | 0.24626 | 0.24633
| SPS1 | CH | Fuel consumption in Residential sector¦Pellets¦Water heating¦Pellets boiler | PJ/yr. | 0.27171 | 0.31178 | 0.20629 | 0.21524 | 0.22299 | 0.22914 | 0.23421 | 0.23889 | 0.24231 | 0.2463 | 0.24626 | 0.24633
| SPS1 | CH | Fuel consumption in Residential sector¦Solar | PJ/yr. | 2.5068 | 2.9281 | 2.5255 | 2.5719 | 2.0428 | 4.3191 | 5.5185 | 7.3801 | 5.2161 | 0.51711 | 4.966 | 3.2545
| SPS1 | CH | Fuel consumption in Residential sector¦Solar¦Space heating | PJ/yr. | 0.78535 | 0.94133 | 0.94142 | 0.90565 | 0.89886 | 1.9004 | 2.4281 | 3.2473 | 2.2951 | 0.22753 | 2.1851 | 1.0087
| SPS1 | CH | Fuel consumption in Residential sector¦Solar¦Space heating¦Solar thermal | PJ/yr. | 0.78535 | 0.94133 | 0.94142 | 0.90565 | 0.89886 | 1.9004 | 2.4281 | 3.2473 | 2.2951 | 0.22753 | 2.1851 | 1.0087
| SPS1 | CH | Fuel consumption in Residential sector¦Solar¦Water heating | PJ/yr. | 1.7215 | 1.9868 | 1.5841 | 1.6662 | 1.144 | 2.4187 | 3.0904 | 4.1328 | 2.921 | 0.28958 | 2.7809 | 2.2457
| SPS1 | CH | Fuel consumption in Residential sector¦Solar¦Water heating¦Solar thermal | PJ/yr. | 1.7215 | 1.9868 | 1.5841 | 1.6662 | 1.144 | 2.4187 | 3.0904 | 4.1328 | 2.921 | 0.28958 | 2.7809 | 2.2457
| SPS1 | CH | Fuel consumption in Residential sector¦Hydrogen | PJ/yr. | 0 | 0 | 0 | 0.19882 | 0.2421 | 0.31452 | 0.1074 | 0.079705 | 0.19796 | 0.21965 | 0.1754 | 0.20879
| SPS1 | CH | Fuel consumption in Residential sector¦Hydrogen¦From gas grid (mixed with methane) | PJ/yr. | 0 | 0 | 0 | 0.19882 | 0.2421 | 0.31452 | 0.1074 | 0.079705 | 0.19796 | 0.21965 | 0.1754 | 0.20879
| SPS1 | CH | Fuel consumption in Residential sector¦Hydrogen¦From hydrogen grid | PJ/yr. | 0 | 0 | 0 | 0 | 0 | 0 | 0 | 0 | 0 | 0 | 0 | 0
| SPS1 | CH | Fuel consumption in Residential sector¦Hydrogen¦From hydrogen grid¦Space heating | PJ/yr. | 0 | 0 | 0 | 0 | 0 | 0 | 0 | 0 | 0 | 0 | 0 | 0
| SPS1 | CH | Fuel consumption in Residential sector¦Hydrogen¦From hydrogen grid¦Space heating¦Hydrogen boiler | PJ/yr. | 0 | 0 | 0 | 0 | 0 | 0 | 0 | 0 | 0 | 0 | 0 | 0
| SPS1 | CH | Fuel consumption in Residential sector¦Hydrogen¦From hydrogen grid¦Water heating | PJ/yr. | 0 | 0 | 0 | 0 | 0 | 0 | 0 | 0 | 0 | 0 | 0 | 0
| SPS1 | CH | Fuel consumption in Residential sector¦Hydrogen¦From hydrogen grid¦Water heating¦Hydrogen boiler | PJ/yr. | 0 | 0 | 0 | 0 | 0 | 0 | 0 | 0 | 0 | 0 | 0 | 0
| SPS1 | CH | Fuel consumption in Residential sector¦Heat | PJ/yr. | 6.4685 | 9.6736 | 9.8651 | 7.231 | 8.7062 | 9.3181 | 9.2529 | 9.6439 | 9.5206 | 8.3966 | 10.0043 | 8.4314
| SPS1 | CH | Fuel consumption in Residential sector¦Heat¦On-site CHPs | PJ/yr. | 0.12307 | 0.11425 | 0.39352 | 0.39705 | 0.41731 | 0.41894 | 0.40529 | 0.6365 | 0.7492 | 0.77182 | 0.77311 | 0.85883
| SPS1 | CH | Fuel consumption in Residential sector¦Heat¦On-site CHPs¦Residential sector CHPs gas | PJ/yr. | 0.12307 | 0.11425 | 0.39352 | 0.36548 | 0.34833 | 0.16308 | 0 | 0 | 0.13473 | 0.33393 | 0.53267 | 0.65999
| SPS1 | CH | Fuel consumption in Residential sector¦Heat¦On-site CHPs¦Residential sector CHPs fuel cells (gas reformer) | PJ/yr. | 0 | 0 | 0 | 0 | 0 | 0 | 0 | 0 | 0 | 0 | 0 | 0
| SPS1 | CH | Fuel consumption in Residential sector¦Heat¦On-site CHPs¦Residential sector CHPs wood | PJ/yr. | 0 | 0 | 0 | 0.031568 | 0.06897 | 0.25586 | 0.40529 | 0.6365 | 0.61448 | 0.4379 | 0.24045 | 0.19884
| SPS1 | CH | Fuel consumption in Residential sector¦Heat¦District heating | PJ/yr. | 6.3454 | 9.5593 | 9.4716 | 6.8339 | 8.2889 | 8.8991 | 8.8476 | 9.0074 | 8.7714 | 7.6248 | 9.2312 | 7.5726
| SPS1 | CH | Fuel consumption in Residential sector¦Ambient heat | PJ/yr. | 15.195 | 18.0764 | 21.0454 | 31.6987 | 49.9331 | 64.5086 | 69.6258 | 72.3746 | 73.5214 | 74.4376 | 72.5679 | 73.8862
| SPS1 | CH | Fuel consumption in Residential sector¦Ambient heat¦Space heating | PJ/yr. | 13.104 | 15.7274 | 17.7513 | 26.3339 | 40.8691 | 52.8881 | 57.6782 | 60.6923 | 60.7754 | 60.7767 | 60.7768 | 60.782
| SPS1 | CH | Fuel consumption in Residential sector¦Ambient heat¦Space heating¦Heat pump electric | PJ/yr. | 13.104 | 15.7274 | 17.7172 | 26.2957 | 38.8233 | 50.8079 | 53.994 | 58.7767 | 58.8505 | 58.8528 | 58.8531 | 58.8581
| SPS1 | CH | Fuel consumption in Residential sector¦Ambient heat¦Space heating¦Heat pump gas | PJ/yr. | 0 | 0 | 0.034129 | 0.038163 | 2.0458 | 2.0802 | 3.6842 | 1.9155 | 1.9249 | 1.9238 | 1.9237 | 1.9238
| SPS1 | CH | Fuel consumption in Residential sector¦Ambient heat¦Water heating | PJ/yr. | 2.091 | 2.349 | 3.294 | 5.3648 | 9.064 | 11.6205 | 11.9475 | 11.6824 | 12.7459 | 13.6609 | 11.7912 | 13.1043
| SPS1 | CH | Fuel consumption in Residential sector¦Ambient heat¦Water heating¦Heat pump electric | PJ/yr. | 2.091 | 2.349 | 3.2884 | 5.358 | 8.729 | 11.2814 | 11.3465 | 11.3696 | 12.4316 | 13.3468 | 11.477 | 12.7901
| SPS1 | CH | Fuel consumption in Residential sector¦Ambient heat¦Water heating¦Heat pump gas | PJ/yr. | 0 | 0 | 0.0056521 | 0.0067997 | 0.33495 | 0.33918 | 0.60099 | 0.31277 | 0.31431 | 0.31415 | 0.31413 | 0.31419
| SPS1 | CH | Space and water heat production in Residential sector | PJ/yr. | 156.1672 | 162.2565 | 163.9475 | 164.0815 | 164.2125 | 164.2377 | 162.1743 | 161.8688 | 158.1042 | 154.2603 | 155.3582 | 143.6853
| SPS1 | CH | Space and water heat production in Residential sector¦Space heating | PJ/yr. | 129.1888 | 136.3246 | 138.3346 | 138.25 | 138.3572 | 138.3477 | 136.5983 | 136.3353 | 132.2805 | 129.1337 | 129.8047 | 118.6563
| SPS1 | CH | Space and water heat production in Residential sector¦Space heating¦Electricty | PJ/yr. | 27.9684 | 30.4271 | 32.3335 | 42.1863 | 56.6141 | 71.3388 | 74.4113 | 80.5492 | 80.9139 | 81.7589 | 82.6624 | 80.4976
| SPS1 | CH | Space and water heat production in Residential sector¦Space heating¦Electricty¦Electric boiler | PJ/yr. | 8.9081 | 7.7202 | 7.0233 | 5.2302 | 2.7624 | 1.7132 | 1.1337 | 1.5046 | 1.7701 | 2.612 | 3.5152 | 1.3436
| SPS1 | CH | Space and water heat production in Residential sector¦Space heating¦Electricty¦Heat pump electric | PJ/yr. | 19.0604 | 22.707 | 25.3103 | 36.9562 | 53.8517 | 69.6257 | 73.2776 | 79.0446 | 79.1438 | 79.1469 | 79.1473 | 79.154
| SPS1 | CH | Space and water heat production in Residential sector¦Space heating¦Oil | PJ/yr. | 45.1244 | 38.5736 | 40.8216 | 34.4485 | 11.7056 | 0.030118 | 0.02554 | 0.024338 | 0.019654 | 0.016617 | 0.016602 | 0.015912
| SPS1 | CH | Space and water heat production in Residential sector¦Space heating¦Oil¦Light fuel oil boiler | PJ/yr. | 45.1244 | 38.5736 | 40.8216 | 34.4485 | 11.7056 | 0.030118 | 0.02554 | 0.024338 | 0.019654 | 0.016617 | 0.016602 | 0.015912
| SPS1 | CH | Space and water heat production in Residential sector¦Space heating¦Gas | PJ/yr. | 36.57 | 39.1668 | 38.1162 | 38.1209 | 37.027 | 25.8439 | 20.489 | 11.6802 | 10.3402 | 9.8385 | 9.8383 | 8.71
| SPS1 | CH | Space and water heat production in Residential sector¦Space heating¦Gas¦Gas boiler | PJ/yr. | 36.57 | 39.1668 | 38.0479 | 38.0474 | 33.2023 | 22.0586 | 13.9265 | 8.3352 | 6.9787 | 6.479 | 6.479 | 5.3505
| SPS1 | CH | Space and water heat production in Residential sector¦Space heating¦Gas¦Heat pump gas | PJ/yr. | 0 | 0 | 0.068257 | 0.073499 | 3.8247 | 3.7852 | 6.5625 | 3.345 | 3.3615 | 3.3595 | 3.3593 | 3.3595
| SPS1 | CH | Space and water heat production in Residential sector¦Space heating¦Coal | PJ/yr. | 0.072025 | 0.072024 | 0.0094781 | 0.0046917 | 0.0017926 | 0 | 0 | 0 | 0 | 0 | 0 | 0
| SPS1 | CH | Space and water heat production in Residential sector¦Space heating¦Coal¦Coal boiler | PJ/yr. | 0.072025 | 0.072024 | 0.0094781 | 0.0046917 | 0.0017926 | 0 | 0 | 0 | 0 | 0 | 0 | 0
| SPS1 | CH | Space and water heat production in Residential sector¦Space heating¦Heat | PJ/yr. | 4.7105 | 7.7002 | 7.987 | 5.8612 | 7.0651 | 7.5702 | 7.5173 | 7.8397 | 7.7348 | 6.8218 | 8.1303 | 6.8501
| SPS1 | CH | Space and water heat production in Residential sector¦Space heating¦Heat¦On-site CHPs | PJ/yr. | 0.079209 | 0.0071037 | 0.34688 | 0.3614 | 0.38067 | 0.38643 | 0.38641 | 0.61878 | 0.66428 | 0.66441 | 0.66456 | 0.68036
| SPS1 | CH | Space and water heat production in Residential sector¦Space heating¦Heat¦On-site CHPs¦Residential sector CHPs gas | PJ/yr. | 0.079209 | 0.0071037 | 0.34688 | 0.33266 | 0.31776 | 0.15042 | 0 | 0 | 0.11945 | 0.28745 | 0.45787 | 0.52285
| SPS1 | CH | Space and water heat production in Residential sector¦Space heating¦Heat¦On-site CHPs¦Residential sector CHPs fuel cells (gas reformer) | PJ/yr. | 0 | 0 | 0 | 0 | 0 | 0 | 0 | 0 | 0 | 0 | 0 | 0
| SPS1 | CH | Space and water heat production in Residential sector¦Space heating¦Heat¦On-site CHPs¦Residential sector CHPs wood | PJ/yr. | 0 | 0 | 0 | 0.028734 | 0.062916 | 0.23601 | 0.38641 | 0.61878 | 0.54483 | 0.37696 | 0.20669 | 0.15752
| SPS1 | CH | Space and water heat production in Residential sector¦Space heating¦Heat¦District heating | PJ/yr. | 4.6313 | 7.6931 | 7.6401 | 5.4998 | 6.6844 | 7.1838 | 7.1308 | 7.221 | 7.0705 | 6.1574 | 7.4657 | 6.1697
| SPS1 | CH | Space and water heat production in Residential sector¦Space heating¦Wood | PJ/yr. | 9.1311 | 10.5462 | 9.2205 | 7.6788 | 6.0784 | 5.3937 | 5.3782 | 6.5721 | 4.5148 | 3.9487 | 2.9404 | 2.4554
| SPS1 | CH | Space and water heat production in Residential sector¦Space heating¦Wood¦Wood boiler | PJ/yr. | 9.1311 | 10.5462 | 9.2205 | 7.6788 | 6.0784 | 5.3937 | 5.3782 | 6.5721 | 4.5148 | 3.9487 | 2.9404 | 2.4554
| SPS1 | CH | Space and water heat production in Residential sector¦Space heating¦Pellets | PJ/yr. | 2.6969 | 3.1683 | 3.1713 | 3.3082 | 3.4263 | 3.522 | 3.6001 | 3.6724 | 3.7249 | 3.7855 | 3.7855 | 3.7857
| SPS1 | CH | Space and water heat production in Residential sector¦Space heating¦Pellets¦Pellets boiler | PJ/yr. | 2.6969 | 3.1683 | 3.1713 | 3.3082 | 3.4263 | 3.522 | 3.6001 | 3.6724 | 3.7249 | 3.7855 | 3.7855 | 3.7857
| SPS1 | CH | Space and water heat production in Residential sector¦Space heating¦Solar | PJ/yr. | 0.78535 | 0.94133 | 0.94142 | 0.90565 | 0.89886 | 1.9004 | 2.4281 | 3.2473 | 2.2951 | 0.22753 | 2.1851 | 1.0087
| SPS1 | CH | Space and water heat production in Residential sector¦Space heating¦Solar¦Solar thermal | PJ/yr. | 0.78535 | 0.94133 | 0.94142 | 0.90565 | 0.89886 | 1.9004 | 2.4281 | 3.2473 | 2.2951 | 0.22753 | 2.1851 | 1.0087
| SPS1 | CH | Space and water heat production in Residential sector¦Space heating¦Hydrogen | PJ/yr. | 0 | 0 | 0 | 0 | 0 | 0 | 0 | 0 | 0 | 0 | 0 | 0
| SPS1 | CH | Space and water heat production in Residential sector¦Space heating¦Hydrogen¦Hydrogen boiler | PJ/yr. | 0 | 0 | 0 | 0 | 0 | 0 | 0 | 0 | 0 | 0 | 0 | 0
| SPS1 | CH | Space and water heat production in Residential sector¦Space heating¦Energy savings | PJ/yr. | 2.13 | 5.7289 | 5.7336 | 5.7357 | 15.54 | 22.7485 | 22.7486 | 22.75 | 22.7372 | 22.7362 | 20.2461 | 15.3328
| SPS1 | CH | Space and water heat production in Residential sector¦Water heating | PJ/yr. | 26.9785 | 25.9319 | 25.6129 | 25.8315 | 25.8553 | 25.89 | 25.576 | 25.5335 | 25.8237 | 25.1266 | 25.5535 | 25.029
| SPS1 | CH | Space and water heat production in Residential sector¦Water heating¦Electricty | PJ/yr. | 9.8846 | 10.6042 | 11.0641 | 12.7323 | 15.3629 | 18.2032 | 17.7076 | 17.8825 | 19.6484 | 21.8266 | 19.5772 | 19.9728
| SPS1 | CH | Space and water heat production in Residential sector¦Water heating¦Electricty¦Electric boiler | PJ/yr. | 6.6447 | 6.9687 | 5.9837 | 4.478 | 2.1111 | 1.3092 | 0.86639 | 1.1499 | 1.3527 | 2.1842 | 2.6865 | 1.1497
| SPS1 | CH | Space and water heat production in Residential sector¦Water heating¦Electricty¦Heat pump electric | PJ/yr. | 3.2399 | 3.6355 | 5.0804 | 8.2543 | 13.2518 | 16.894 | 16.8412 | 16.7326 | 18.2956 | 19.6424 | 16.8907 | 18.8231
| SPS1 | CH | Space and water heat production in Residential sector¦Water heating¦Oil | PJ/yr. | 6.9845 | 5.9033 | 1.6975 | 0.49657 | 0.14705 | 0.0030972 | 0.0027547 | 0.001092 | 0.0026565 | 0.0027375 | 0.0028916 | 0.0028348
| SPS1 | CH | Space and water heat production in Residential sector¦Water heating¦Oil¦Light fuel oil boiler | PJ/yr. | 6.9845 | 5.9033 | 1.6975 | 0.49657 | 0.14705 | 0.0030972 | 0.0027547 | 0.001092 | 0.0026565 | 0.0027375 | 0.0028916 | 0.0028348
| SPS1 | CH | Space and water heat production in Residential sector¦Water heating¦Gas | PJ/yr. | 6.3805 | 5.1821 | 9.3699 | 9.4672 | 7.5826 | 3.5822 | 3.0991 | 1.7379 | 1.5677 | 1.5034 | 1.5033 | 1.3591
| SPS1 | CH | Space and water heat production in Residential sector¦Water heating¦Gas¦Gas boiler | PJ/yr. | 6.3805 | 5.1821 | 9.3562 | 9.4509 | 6.8058 | 2.8222 | 1.7818 | 1.0664 | 0.89289 | 0.82897 | 0.82897 | 0.68462
| SPS1 | CH | Space and water heat production in Residential sector¦Water heating¦Gas¦Heat pump gas | PJ/yr. | 0 | 0 | 0.013715 | 0.016377 | 0.77685 | 0.76 | 1.3173 | 0.67145 | 0.67477 | 0.6744 | 0.67436 | 0.6745
| SPS1 | CH | Space and water heat production in Residential sector¦Water heating¦Coal | PJ/yr. | 0 | 0 | 0 | 0 | 0 | 0 | 0 | 0 | 0 | 0 | 0 | 0
| SPS1 | CH | Space and water heat production in Residential sector¦Water heating¦Coal¦Coal boiler | PJ/yr. | 0 | 0 | 0 | 0 | 0 | 0 | 0 | 0 | 0 | 0 | 0 | 0
| SPS1 | CH | Space and water heat production in Residential sector¦Water heating¦Heat | PJ/yr. | 1.3171 | 1.4634 | 1.393 | 1.0223 | 1.2322 | 1.3204 | 1.3111 | 1.3628 | 1.3491 | 1.1897 | 1.4156 | 1.1946
| SPS1 | CH | Space and water heat production in Residential sector¦Water heating¦Heat¦On-site CHPs | PJ/yr. | 0.022147 | 0.00135 | 0.0605 | 0.063033 | 0.066394 | 0.067401 | 0.067396 | 0.10756 | 0.11586 | 0.11587 | 0.11571 | 0.11865
| SPS1 | CH | Space and water heat production in Residential sector¦Water heating¦Heat¦On-site CHPs¦Residential sector CHPs gas | PJ/yr. | 0.022147 | 0.00135 | 0.0605 | 0.058021 | 0.055421 | 0.026237 | 0 | 0 | 0.020834 | 0.050131 | 0.079723 | 0.091178
| SPS1 | CH | Space and water heat production in Residential sector¦Water heating¦Heat¦On-site CHPs¦Residential sector CHPs fuel cells (gas reformer) | PJ/yr. | 0 | 0 | 0 | 0 | 0 | 0 | 0 | 0 | 0 | 0 | 0 | 0
| SPS1 | CH | Space and water heat production in Residential sector¦Water heating¦Heat¦On-site CHPs¦Residential sector CHPs wood | PJ/yr. | 0 | 0 | 0 | 0.0050115 | 0.010973 | 0.041164 | 0.067396 | 0.10756 | 0.095025 | 0.065741 | 0.035988 | 0.027469
| SPS1 | CH | Space and water heat production in Residential sector¦Water heating¦Heat¦District heating | PJ/yr. | 1.2949 | 1.4621 | 1.3325 | 0.95924 | 1.1659 | 1.253 | 1.2437 | 1.2552 | 1.2332 | 1.0738 | 1.2999 | 1.0759
| SPS1 | CH | Space and water heat production in Residential sector¦Water heating¦Wood | PJ/yr. | 0.5205 | 0.59727 | 0.37537 | 0.31239 | 0.24716 | 0.21929 | 0.21866 | 0.26718 | 0.18357 | 0.16063 | 0.11957 | 0.099968
| SPS1 | CH | Space and water heat production in Residential sector¦Water heating¦Wood¦Wood boiler | PJ/yr. | 0.5205 | 0.59727 | 0.37537 | 0.31239 | 0.24716 | 0.21929 | 0.21866 | 0.26718 | 0.18357 | 0.16063 | 0.11957 | 0.099968
| SPS1 | CH | Space and water heat production in Residential sector¦Water heating¦Pellets | PJ/yr. | 0.16982 | 0.19486 | 0.12893 | 0.13452 | 0.13937 | 0.14321 | 0.14638 | 0.14931 | 0.15145 | 0.15394 | 0.15391 | 0.15396
| SPS1 | CH | Space and water heat production in Residential sector¦Water heating¦Pellets¦Pellets boiler | PJ/yr. | 0.16982 | 0.19486 | 0.12893 | 0.13452 | 0.13937 | 0.14321 | 0.14638 | 0.14931 | 0.15145 | 0.15394 | 0.15391 | 0.15396
| SPS1 | CH | Space and water heat production in Residential sector¦Water heating¦Solar | PJ/yr. | 1.7215 | 1.9868 | 1.5841 | 1.6662 | 1.144 | 2.4187 | 3.0904 | 4.1328 | 2.921 | 0.28958 | 2.7809 | 2.2457
| SPS1 | CH | Space and water heat production in Residential sector¦Water heating¦Solar¦Solar thermal | PJ/yr. | 1.7215 | 1.9868 | 1.5841 | 1.6662 | 1.144 | 2.4187 | 3.0904 | 4.1328 | 2.921 | 0.28958 | 2.7809 | 2.2457
| SPS1 | CH | Space and water heat production in Residential sector¦Water heating¦Hydrogen | PJ/yr. | 0 | 0 | 0 | 0 | 0 | 0 | 0 | 0 | 0 | 0 | 0 | 0
| SPS1 | CH | Space and water heat production in Residential sector¦Water heating¦Hydrogen¦Hydrogen boiler | PJ/yr. | 0 | 0 | 0 | 0 | 0 | 0 | 0 | 0 | 0 | 0 | 0 | 0
| SPS1 | CH | Space and water heat production in Residential sector¦Water heating¦Energy savings | PJ/yr. | 0 | 0 | 0 | 0 | 0 | 0 | 0 | 0 | 0 | 0 | 0 | 0
| SPS1 | CH | Efficiency in Residential sector | % | bar: 2020 to 2070
| SPS1 | CH | Efficiency in Residential sector¦Space heating¦Electricty¦Electric boiler | % | 95% | 95% | 95% | 95% | 95% | 95% | 95% | 95% | 95% | 95% | 95% | 95%
| SPS1 | CH | Efficiency in Residential sector¦Space heating¦Electricty¦Heat pump electric | % | 320% | 325.3% | 333.3% | 346.7% | 358.3% | 370% | 380% | 390% | 390% | 390% | 390% | 390%
| SPS1 | CH | Efficiency in Residential sector¦Space heating¦Oil¦Light fuel oil boiler | % | 89.58% | 89.58% | 89.58% | 89.58% | 89.58% | 89.58% | 89.58% | 89.58% | 89.58% | 89.58% | 89.58% | 89.58%
| SPS1 | CH | Efficiency in Residential sector¦Space heating¦Gas¦Gas boiler | % | 95% | 95% | 95% | 95% | 95% | 95% | 95% | 95% | 95% | 95% | 95% | 95%
| SPS1 | CH | Efficiency in Residential sector¦Space heating¦Gas¦Heat pump gas | % | - | - | 200% | 208% | 215% | 222% | 228% | 234% | 234% | 234% | 234% | 234%
| SPS1 | CH | Efficiency in Residential sector¦Space heating¦Coal¦Coal boiler | % | 72% | 72% | 72% | 72% | 72% | - | - | - | - | - | - | -
| SPS1 | CH | Efficiency in Residential sector¦Space heating¦Heat¦On-site CHPs¦Residential sector CHPs gas | % | 99% | 99% | 99% | 99% | 99% | 99% | 99% | 99% | 99% | 99% | 99% | 99%
| SPS1 | CH | Efficiency in Residential sector¦Space heating¦Heat¦On-site CHPs¦Residential sector CHPs fuel cells (gas reformer) | % | 99% | 99% | 99% | 99% | 99% | 99% | 99% | 99% | 99% | 99% | 99% | 99%
| SPS1 | CH | Efficiency in Residential sector¦Space heating¦Heat¦On-site CHPs¦Residential sector CHPs wood | % | 99% | 99% | 99% | 99% | 99% | 99% | 99% | 99% | 99% | 99% | 99% | 99%
| SPS1 | CH | Efficiency in Residential sector¦Space heating¦Heat¦District heating | % | 99% | 99% | 99% | 99% | 99% | 99% | 99% | 99% | 99% | 99% | 99% | 99%
| SPS1 | CH | Efficiency in Residential sector¦Space heating¦Wood¦Wood boiler | % | 72% | 72% | 72% | 72% | 72% | 72% | 72% | 72% | 72% | 72% | 72% | 72%
| SPS1 | CH | Efficiency in Residential sector¦Space heating¦Pellets¦Pellets boiler | % | 90% | 90% | 90% | 90% | 90% | 90% | 90% | 90% | 90% | 90% | 90% | 90%
| SPS1 | CH | Efficiency in Residential sector¦Space heating¦Solar¦Solar thermal | % | 100% | 100% | 100% | 100% | 100% | 100% | 100% | 100% | 100% | 100% | 100% | 100%
| SPS1 | CH | Efficiency in Residential sector¦Space heating¦Hydrogen¦Hydrogen boiler | % | bar: 2020 to 2070
| SPS1 | CH | Efficiency in Residential sector¦Water heating¦Electricty¦Electric boiler | % | 79% | 79.2% | 79.5% | 80% | 80.5% | 81% | 81.5% | 82% | 82% | 82% | 82% | 82%
| SPS1 | CH | Efficiency in Residential sector¦Water heating¦Electricty¦Heat pump electric | % | 282% | 282.6% | 283.5% | 285% | 293% | 301% | 306.5% | 312% | 312% | 312% | 312% | 312%
| SPS1 | CH | Efficiency in Residential sector¦Water heating¦Oil¦Light fuel oil boiler | % | 70.83% | 71.46% | 72.4% | 73.96% | 74.74% | 75.52% | 75.52% | 75.52% | 75.52% | 75.52% | 75.52% | 75.52%
| SPS1 | CH | Efficiency in Residential sector¦Water heating¦Gas¦Gas boiler | % | 75% | 75.4% | 76% | 78.27% | 80.23% | 86.63% | 83.5% | 85.09% | 97.25% | 101.5% | 96.3% | 105.8%
| SPS1 | CH | Efficiency in Residential sector¦Water heating¦Gas¦Heat pump gas | % | - | - | 170.1% | 171% | 175.8% | 180.6% | 183.9% | 187.2% | 187.2% | 187.2% | 187.2% | 187.2%
| SPS1 | CH | Efficiency in Residential sector¦Water heating¦Heat¦On-site CHPs¦Residential sector CHPs gas | % | 77% | 77.5% | 78% | 79% | 79% | 79% | 79% | 79% | 79% | 79% | 79% | 79%
| SPS1 | CH | Efficiency in Residential sector¦Water heating¦Heat¦On-site CHPs¦Residential sector CHPs fuel cells (gas reformer) | % | 77% | 77.5% | 78% | 79% | 79% | 79% | 79% | 79% | 79% | 79% | 79% | 79%
| SPS1 | CH | Efficiency in Residential sector¦Water heating¦Heat¦On-site CHPs¦Residential sector CHPs wood | % | 77% | 77.5% | 78% | 79% | 79% | 79% | 79% | 79% | 79% | 79% | 79% | 79%
| SPS1 | CH | Efficiency in Residential sector¦Water heating¦Heat¦District heating | % | 77% | 77.5% | 78% | 79% | 79% | 79% | 79% | 79% | 79% | 79% | 79% | 79%
| SPS1 | CH | Efficiency in Residential sector¦Water heating¦Wood¦Wood boiler | % | 50% | 50% | 50% | 50% | 50% | 50% | 50% | 50% | 50% | 50% | 50% | 50%
| SPS1 | CH | Efficiency in Residential sector¦Water heating¦Pellets¦Pellets boiler | % | 62.5% | 62.5% | 62.5% | 62.5% | 62.5% | 62.5% | 62.5% | 62.5% | 62.5% | 62.5% | 62.5% | 62.5%
| SPS1 | CH | Efficiency in Residential sector¦Water heating¦Solar¦Solar thermal | % | 100% | 100% | 100% | 100% | 100% | 100% | 100% | 100% | 100% | 100% | 100% | 100%
| SPS1 | CH | Efficiency in Residential sector¦Water heating¦Hydrogen¦Hydrogen boiler | % | bar: 2020 to 2070
| SPS1 | CH | Fuel consumption in cars | PJ/yr. | 139.4659 | 135.5963 | 120.6947 | 91.9038 | 62.6889 | 54.8623 | 55.7178 | 51.8601 | 50.5981 | 49.1087 | 48.3717 | 47.86
| SPS1 | CH | Fuel consumption in cars¦Electricity | PJ/yr. | 0.74096 | 1.6544 | 4.7201 | 16.8314 | 33.2942 | 41.7324 | 47.2184 | 49.524 | 48.396 | 47.008 | 46.4601 | 46.0429
| SPS1 | CH | Fuel consumption in cars¦Electricity¦Existing battery electric cars | PJ/yr. | 0.46785 | 0.37543 | 0.25322 | 0.11308 | 0 | 0 | 0 | 0 | 0 | 0 | 0 | 0
| SPS1 | CH | Fuel consumption in cars¦Electricity¦New battery electric cars (<60kW) | PJ/yr. | 0.0079688 | 0.014514 | 0.0089569 | 0.6005 | 1.0682 | 1.211 | 1.1857 | 1.1446 | 1.0795 | 1.0342 | 0.99939 | 0.98054
| SPS1 | CH | Fuel consumption in cars¦Electricity¦New battery electric cars (60-100 kW) | PJ/yr. | 0.066408 | 0.11342 | 0.11546 | 2.682 | 9.0868 | 10.8762 | 11.2147 | 10.3517 | 9.9106 | 9.4209 | 9.0659 | 8.9168
| SPS1 | CH | Fuel consumption in cars¦Electricity¦New battery electric cars (100-140 kW) | PJ/yr. | 0.045865 | 0.10772 | 2.9566 | 2.6017 | 2.9233 | 5.7506 | 5.2876 | 8.8682 | 9.1149 | 9.669 | 13.1976 | 10.7016
| SPS1 | CH | Fuel consumption in cars¦Electricity¦New battery electric cars (>140 kW) | PJ/yr. | 0.14896 | 0.96694 | 1.0561 | 9.3897 | 15.2063 | 16.2763 | 15.1528 | 14.7337 | 13.4945 | 11.9425 | 7.5141 | 9.8868
| SPS1 | CH | Fuel consumption in cars¦Electricity¦New plug-in hybrid gasoline - electricity part (<60 kW) | PJ/yr. | 0 | 0.00023523 | 0.00039549 | 0.00065974 | 0.00099048 | 0.00086553 | 0.00091655 | 0.00049485 | 0.0029797 | 0.0047915 | 0.0057299 | 0.0066579
| SPS1 | CH | Fuel consumption in cars¦Electricity¦New plug-in hybrid gasoline - electricity part (60-100 kW) | PJ/yr. | 0.0038899 | 0.0040743 | 0.009733 | 0.037503 | 0.024644 | 0.017906 | 0.0037313 | 0.0029192 | 0.012625 | 0.012327 | 0.010157 | 0.0050998
| SPS1 | CH | Fuel consumption in cars¦Electricity¦New plug-in hybrid gasoline - electricity part (100-140 kW) | PJ/yr. | 0 | 0.020443 | 0.15985 | 0.60115 | 1.8018 | 1.7137 | 2.3469 | 0.97872 | 0.56167 | 0.025436 | 0.022929 | 0.013228
| SPS1 | CH | Fuel consumption in cars¦Electricity¦New plug-in hybrid gasoline - electricity part (>140 kW) | PJ/yr. | 0 | 0.0027882 | 0.022652 | 0.045177 | 0.024458 | 0.01202 | 0.0065901 | 0.0047654 | 0.35553 | 0.80474 | 0.76524 | 0.71764
| SPS1 | CH | Fuel consumption in cars¦Electricity¦New plug-in hybrid diesel - electricity part (<60 kW) | PJ/yr. | 0 | 0.00025267 | 0.00039909 | 0.00085355 | 0.0011414 | 0.0009768 | 0.0053336 | 0.0050533 | 0.010246 | 0.00067537 | 0.00034928 | 0.00029117
| SPS1 | CH | Fuel consumption in cars¦Electricity¦New plug-in hybrid diesel - electricity part (60-100 kW) | PJ/yr. | 1.7076e-05 | 0.00024717 | 0.00053175 | 0.11011 | 0.2918 | 0.21545 | 0.026079 | 0.024921 | 0.016805 | 0.001173 | 0.0010331 | 0.00063485
| SPS1 | CH | Fuel consumption in cars¦Electricity¦New plug-in hybrid diesel - electricity part (100-140 kW) | PJ/yr. | 0 | 0.046726 | 0.13103 | 0.15941 | 0.95363 | 0.93099 | 1.1374 | 0.19236 | 0.12942 | 0.0020791 | 0.0017751 | 0.0010087
| SPS1 | CH | Fuel consumption in cars¦Electricity¦New plug-in hybrid diesel - electricity part (>140 kW) | PJ/yr. | 0 | 0.0015853 | 0.0050973 | 0.17144 | 0.16163 | 0.083602 | 0.47229 | 0.46374 | 0.49065 | 0.59096 | 0.56115 | 0.52007
| SPS1 | CH | Fuel consumption in cars¦Electricity¦Vehicle-to-grid | PJ/yr. | 0 | 0 | 0 | 0.31816 | 1.7494 | 4.6427 | 10.3784 | 12.7528 | 13.2165 | 13.4993 | 14.3148 | 14.2925
| SPS1 | CH | Fuel consumption in cars¦Hydrogen | PJ/yr. | 0.0010771 | 0.0029014 | 0.0033223 | 0.00086603 | 0.00082003 | 0.00071288 | 0.00056691 | 0.00053317 | 0.00060423 | 0.00047273 | 0.00054663 | 0.00047486
| SPS1 | CH | Fuel consumption in cars¦Hydrogen¦New fuel cell cars (<60 kW) | PJ/yr. | 0 | 0.0002301 | 0.00034616 | 7.8243e-05 | 0.00011052 | 0.00011262 | 8.1888e-05 | 7.6463e-05 | 9.2565e-05 | 6.6736e-05 | 8.3183e-05 | 6.7822e-05
| SPS1 | CH | Fuel consumption in cars¦Hydrogen¦New fuel cell cars (60-100 kW) | PJ/yr. | 0.0001503 | 0.0003318 | 0.00044074 | 0.00023018 | 0.00019727 | 0.00018766 | 0.00015017 | 0.00014034 | 0.00015763 | 0.00012422 | 0.0001429 | 0.0001258
| SPS1 | CH | Fuel consumption in cars¦Hydrogen¦New fuel cell cars (100-140 kW) | PJ/yr. | 0.00092675 | 0.0021261 | 0.0022063 | 0.00038977 | 0.00030602 | 0.00021576 | 0.00017583 | 0.00016708 | 0.00018548 | 0.00014894 | 0.0001675 | 0.0001469
| SPS1 | CH | Fuel consumption in cars¦Hydrogen¦New fuel cell cars (>140 kW) | PJ/yr. | 0 | 0.00021344 | 0.00032913 | 0.00016785 | 0.00020621 | 0.00019684 | 0.00015902 | 0.00014929 | 0.00016855 | 0.00013284 | 0.00015305 | 0.00013434
| SPS1 | CH | Fuel consumption in cars¦Motor Gasoline | PJ/yr. | 77.5132 | 74.9626 | 68.7691 | 45.294 | 19.7137 | 7.9702 | 4.9564 | 1.3216 | 1.2712 | 1.2406 | 1.1286 | 1.0731
| SPS1 | CH | Fuel consumption in cars¦Motor Gasoline¦Fossil liquids | PJ/yr. | 73.2699 | 70.8588 | 65.0047 | 42.8136 | 18.361 | 5.6253 | 3.7143 | 0 | 0 | 0 | 0 | 0
| SPS1 | CH | Fuel consumption in cars¦Motor Gasoline¦Synthetic liquids | PJ/yr. | 4.2433 | 4.1037 | 3.7645 | 2.4805 | 1.3527 | 2.3449 | 1.2421 | 1.3288 | 1.2742 | 1.2445 | 1.132 | 1.0761
| SPS1 | CH | Fuel consumption in cars¦Motor Gasoline¦Synthetic liquids¦Bioliquids¦Ethanol | PJ/yr. | 4.2433 | 4.1037 | 3.7645 | 2.4805 | 1.3527 | 0.44228 | 0.28574 | 0.8387 | 1.077 | 0.97518 | 0.90691 | 0.88139
| SPS1 | CH | Fuel consumption in cars¦Motor Gasoline¦Synthetic liquids¦PtL¦PtL Gasoline | PJ/yr. | 0 | 0 | 0 | 0 | 0 | 1.9027 | 0.95632 | 0.49013 | 0.19726 | 0.26935 | 0.22505 | 0.19473
| SPS1 | CH | Fuel consumption in cars¦Motor Gasoline¦Total¦Conventional gasoline hybrid existing | PJ/yr. | 1.2541 | 1.2429 | 0.925 | 0.43897 | 0 | 0 | 0 | 0 | 0 | 0 | 0 | 0
| SPS1 | CH | Fuel consumption in cars¦Motor Gasoline¦Total¦New conventional gasoline hybrid (<60 kW) | PJ/yr. | 0.044029 | 0.053746 | 0.037321 | 0.024707 | 0.0040508 | 0.0011852 | 0 | 0 | 0 | 0 | 0 | 0
| SPS1 | CH | Fuel consumption in cars¦Motor Gasoline¦Total¦New conventional gasoline hybrid (60-100 kW) | PJ/yr. | 0.13953 | 0.32498 | 0.9588 | 0.81556 | 0.35138 | 0.048659 | 0 | 0 | 0 | 0 | 0 | 0
| SPS1 | CH | Fuel consumption in cars¦Motor Gasoline¦Total¦New conventional gasoline hybrid (100-140 kW) | PJ/yr. | 0.10156 | 1.1386 | 1.0893 | 0.87239 | 0.28092 | 0.0017445 | 0 | 0 | 0 | 0 | 0 | 0
| SPS1 | CH | Fuel consumption in cars¦Motor Gasoline¦Total¦New conventional gasoline hybrid (>140 kW) | PJ/yr. | 0.089881 | 0.13642 | 0.12942 | 0.10906 | 0.018275 | 0.00098136 | 0 | 0 | 0 | 0 | 0 | 0
| SPS1 | CH | Fuel consumption in cars¦Motor Gasoline¦Total¦Conventional gasoline ICE existing | PJ/yr. | 63.9878 | 54.0769 | 33.8161 | 14.408 | 0 | 0 | 0 | 0 | 0 | 0 | 0 | 0
| SPS1 | CH | Fuel consumption in cars¦Motor Gasoline¦Total¦New conventional gasoline ICE (<60 kW) | PJ/yr. | 0.48553 | 0.91338 | 1.8074 | 1.0582 | 0.49188 | 0.067753 | 0 | 0 | 0 | 0 | 0 | 0
| SPS1 | CH | Fuel consumption in cars¦Motor Gasoline¦Total¦New conventional gasoline ICE (60-100 kW) | PJ/yr. | 3.6467 | 5.3151 | 7.4485 | 6.0538 | 1.1702 | 0.16326 | 0 | 0 | 0 | 0 | 0 | 0
| SPS1 | CH | Fuel consumption in cars¦Motor Gasoline¦Total¦New conventional gasoline ICE (100-140 kW) | PJ/yr. | 3.6377 | 5.7474 | 11.1579 | 9.3924 | 3.7046 | 0.48699 | 0 | 0 | 0 | 0 | 0 | 0
| SPS1 | CH | Fuel consumption in cars¦Motor Gasoline¦Total¦New conventional gasoline ICE (>140 kW) | PJ/yr. | 3.7936 | 5.2563 | 9.2444 | 7.684 | 2.7578 | 0.29319 | 0 | 0 | 0 | 0 | 0 | 0
| SPS1 | CH | Fuel consumption in cars¦Motor Gasoline¦Total¦New mild hybrid gasoline (<60 kW) | PJ/yr. | 0 | 0.00057744 | 0.0012758 | 0.0035513 | 0.002772 | 0.001421 | 0 | 0 | 0 | 0 | 0 | 0
| SPS1 | CH | Fuel consumption in cars¦Motor Gasoline¦Total¦New mild hybrid gasoline (60-100 kW) | PJ/yr. | 0 | 0.00070943 | 0.0018157 | 0.0051354 | 0.0037562 | 0.0018152 | 0 | 0 | 0 | 0 | 0 | 0
| SPS1 | CH | Fuel consumption in cars¦Motor Gasoline¦Total¦New mild hybrid gasoline (100-140 kW) | PJ/yr. | 0 | 0.00082665 | 0.0021287 | 0.0045126 | 0.0032857 | 0.0014692 | 0 | 0 | 0 | 0 | 0 | 0
| SPS1 | CH | Fuel consumption in cars¦Motor Gasoline¦Total¦New mild hybrid gasoline (>140 kW) | PJ/yr. | 0 | 0.00088183 | 0.0024132 | 0.0072844 | 0.0052817 | 0.0024962 | 0 | 0 | 0 | 0 | 0 | 0
| SPS1 | CH | Fuel consumption in cars¦Motor Gasoline¦Total¦New plug-in hybrid gasoline - gasoline part (<60 kW) | PJ/yr. | 0.00049074 | 0.0050687 | 0.0068743 | 0.0067135 | 0.0076184 | 0.0040777 | 0.0032196 | 0.0011514 | 0.0069438 | 0.011038 | 0.012783 | 0.015008
| SPS1 | CH | Fuel consumption in cars¦Motor Gasoline¦Total¦New plug-in hybrid gasoline - gasoline part (60-100 kW) | PJ/yr. | 0.083819 | 0.16051 | 0.14362 | 0.41031 | 0.18817 | 0.088148 | 0.010745 | 0.0054858 | 0.023335 | 0.022637 | 0.018048 | 0.009242
| SPS1 | CH | Fuel consumption in cars¦Motor Gasoline¦Total¦New plug-in hybrid gasoline - gasoline part (100-140 kW) | PJ/yr. | 0.086095 | 0.27944 | 1.7293 | 3.6936 | 10.5705 | 6.7593 | 4.9271 | 1.3078 | 0.71795 | 0.032521 | 0.028285 | 0.016609
| SPS1 | CH | Fuel consumption in cars¦Motor Gasoline¦Total¦New plug-in hybrid gasoline - gasoline part (>140 kW) | PJ/yr. | 0.16243 | 0.30887 | 0.26752 | 0.30584 | 0.15308 | 0.047727 | 0.015308 | 0.0072042 | 0.52297 | 1.1744 | 1.0695 | 1.0322
| SPS1 | CH | Fuel consumption in cars¦Motor Diesel | PJ/yr. | 61.1007 | 58.8649 | 47.0845 | 29.7755 | 9.6792 | 5.1586 | 3.5425 | 1.0139 | 0.93034 | 0.85962 | 0.78247 | 0.74354
| SPS1 | CH | Fuel consumption in cars¦Motor Diesel¦Fossil liquids | PJ/yr. | 59.5924 | 57.3307 | 44.9713 | 28.1594 | 8.8744 | 4.295 | 2.0862 | 0 | 0 | 0 | 0 | 0
| SPS1 | CH | Fuel consumption in cars¦Motor Diesel¦Synthetic liquids | PJ/yr. | 1.5083 | 1.5342 | 2.1132 | 1.6161 | 0.80482 | 0.86363 | 1.4563 | 1.0146 | 0.93169 | 0.86093 | 0.78297 | 0.74396
| SPS1 | CH | Fuel consumption in cars¦Motor Diesel¦Synthetic liquids¦Bioliquids¦Biodiesel | PJ/yr. | 1.5083 | 1.5342 | 2.1132 | 1.6161 | 0.80052 | 0.65439 | 1.1577 | 0.97064 | 0.84095 | 0.77116 | 0.74856 | 0.71684
| SPS1 | CH | Fuel consumption in cars¦Motor Diesel¦Synthetic liquids¦PtL¦PtL Diesel | PJ/yr. | 0 | 0 | 0 | 0 | 0.0043017 | 0.20924 | 0.29862 | 0.043939 | 0.090741 | 0.089763 | 0.034407 | 0.027116
| SPS1 | CH | Fuel consumption in cars¦Motor Diesel¦Total¦Conventional hybrid existing | PJ/yr. | 0 | 0 | 0 | 0 | 0 | 0 | 0 | 0 | 0 | 0 | 0 | 0
| SPS1 | CH | Fuel consumption in cars¦Motor Diesel¦Total¦New conventional diesel hybrid (<60 kW) | PJ/yr. | 0.00010071 | 0.0010316 | 0.0017454 | 0.0046152 | 0.0034649 | 0.0017923 | 0 | 0 | 0 | 0 | 0 | 0
| SPS1 | CH | Fuel consumption in cars¦Motor Diesel¦Total¦New conventional diesel hybrid (60-100 kW) | PJ/yr. | 0.0026873 | 0.47359 | 1.4575 | 1.2504 | 0.62357 | 0.074925 | 0 | 0 | 0 | 0 | 0 | 0
| SPS1 | CH | Fuel consumption in cars¦Motor Diesel¦Total¦New conventional diesel hybrid (100-140 kW) | PJ/yr. | 0.027983 | 0.047628 | 0.048146 | 0.037045 | 0.0089427 | 0.00083038 | 0 | 0 | 0 | 0 | 0 | 0
| SPS1 | CH | Fuel consumption in cars¦Motor Diesel¦Total¦New conventional diesel hybrid (>140 kW) | PJ/yr. | 0.034547 | 0.073387 | 0.072631 | 0.060589 | 0.015487 | 0.0010073 | 0 | 0 | 0 | 0 | 0 | 0
| SPS1 | CH | Fuel consumption in cars¦Motor Diesel¦Total¦Conventional diesel ICE existing | PJ/yr. | 52.8919 | 48.701 | 35.2372 | 15.8446 | 0 | 0 | 0 | 0 | 0 | 0 | 0 | 0
| SPS1 | CH | Fuel consumption in cars¦Motor Diesel¦Total¦New conventional diesel ICE (<60 kW) | PJ/yr. | 0.0050861 | 0.060465 | 0.059252 | 0.035858 | 0.013146 | 0.0013723 | 0 | 0 | 0 | 0 | 0 | 0
| SPS1 | CH | Fuel consumption in cars¦Motor Diesel¦Total¦New conventional diesel ICE (60-100 kW) | PJ/yr. | 1.2189 | 1.2853 | 1.2777 | 0.83661 | 0.025714 | 0.0015103 | 0 | 0 | 0 | 0 | 0 | 0
| SPS1 | CH | Fuel consumption in cars¦Motor Diesel¦Total¦New conventional diesel ICE (100-140 kW) | PJ/yr. | 4.9908 | 5.3276 | 5.2793 | 4.0309 | 0.14058 | 0.0012435 | 0 | 0 | 0 | 0 | 0 | 0
| SPS1 | CH | Fuel consumption in cars¦Motor Diesel¦Total¦New conventional diesel ICE (>140 kW) | PJ/yr. | 1.9225 | 2.2101 | 2.1754 | 1.6683 | 0.098378 | 0.00096714 | 0 | 0 | 0 | 0 | 0 | 0
| SPS1 | CH | Fuel consumption in cars¦Motor Diesel¦Total¦New mild hybrid diesel (<60 kW) | PJ/yr. | 0 | 0.00046989 | 0.00094149 | 0.0033095 | 0.0026135 | 0.0013837 | 0 | 0 | 0 | 0 | 0 | 0
| SPS1 | CH | Fuel consumption in cars¦Motor Diesel¦Total¦New mild hybrid diesel (60-100 kW) | PJ/yr. | 0 | 0.0005999 | 0.001371 | 0.0040813 | 0.0029907 | 0.0014427 | 0 | 0 | 0 | 0 | 0 | 0
| SPS1 | CH | Fuel consumption in cars¦Motor Diesel¦Total¦New mild hybrid diesel (100-140 kW) | PJ/yr. | 0 | 0.00069358 | 0.0015883 | 0.0034812 | 0.0025368 | 0.0011502 | 0 | 0 | 0 | 0 | 0 | 0
| SPS1 | CH | Fuel consumption in cars¦Motor Diesel¦Total¦New mild hybrid diesel (>140 kW) | PJ/yr. | 0 | 0.00056778 | 0.0012805 | 0.0027147 | 0.001979 | 0.00090645 | 0 | 0 | 0 | 0 | 0 | 0
| SPS1 | CH | Fuel consumption in cars¦Motor Diesel¦Total¦New plug-in hybrid diesel - diesel part (<60 kW) | PJ/yr. | 5.6872e-05 | 0.0053525 | 0.0068 | 0.0085294 | 0.0087593 | 0.0045518 | 0.018494 | 0.011592 | 0.0231 | 0.0015449 | 0.00082967 | 0.000729
| SPS1 | CH | Fuel consumption in cars¦Motor Diesel¦Total¦New plug-in hybrid diesel - diesel part (60-100 kW) | PJ/yr. | 5.0388e-05 | 0.0044112 | 0.0075733 | 3.5308 | 2.2125 | 1.0885 | 0.074551 | 0.046485 | 0.030527 | 0.0021733 | 0.0019347 | 0.0012529
| SPS1 | CH | Fuel consumption in cars¦Motor Diesel¦Total¦New plug-in hybrid diesel - diesel part (100-140 kW) | PJ/yr. | 0.00024705 | 0.62886 | 1.3969 | 1.1369 | 5.509 | 3.6263 | 2.3502 | 0.25303 | 0.16341 | 0.0027132 | 0.0023809 | 0.0014589
| SPS1 | CH | Fuel consumption in cars¦Motor Diesel¦Total¦New plug-in hybrid diesel - diesel part (>140 kW) | PJ/yr. | 0.0057377 | 0.043754 | 0.059282 | 1.3167 | 1.0096 | 0.35076 | 1.0993 | 0.70283 | 0.7133 | 0.85319 | 0.77732 | 0.7401
| SPS1 | CH | Fuel consumption in cars¦Gas | PJ/yr. | 0.10997 | 0.11158 | 0.11757 | 0.0019612 | 0.00097065 | 0.00034788 | 0 | 0 | 0 | 0 | 0 | 0
| SPS1 | CH | Fuel consumption in cars¦Fossil gases | PJ/yr. | 0.1015 | 0.097888 | 0.11647 | 0.0019445 | 0 | 0 | 0 | 0 | 0 | 0 | 0 | 0
| SPS1 | CH | Fuel consumption in cars¦Synthetic gases | PJ/yr. | 0.0084683 | 0.013689 | 0.0011011 | 1.6732e-05 | 0.0078357 | 0.0088729 | 0 | 0 | 0 | 0 | 0 | 0
| SPS1 | CH | Fuel consumption in cars¦Synthetic gases¦Biogases¦Biogas | PJ/yr. | 0.0084683 | 0.013689 | 0.0011011 | 1.6732e-05 | 1.4546e-05 | 4.7937e-05 | 0 | 0 | 0 | 0 | 0 | 0
| SPS1 | CH | Fuel consumption in cars¦Synthetic gases¦PtG¦PtG gas | PJ/yr. | 0 | 0 | 0 | 0 | 0.0078211 | 0.0088249 | 0 | 0 | 0 | 0 | 0 | 0
| SPS1 | CH | Fuel consumption in cars¦Gas¦Total¦Conventional gas ICE existing | PJ/yr. | 0 | 0 | 0 | 0 | 0 | 0 | 0 | 0 | 0 | 0 | 0 | 0
| SPS1 | CH | Fuel consumption in cars¦Gas¦Total¦New conventionalgas ICE (<60 kW) | PJ/yr. | 0.0036671 | 0.0025833 | 0.0042746 | 0.00048148 | 0.00021984 | 8.2333e-05 | 0 | 0 | 0 | 0 | 0 | 0
| SPS1 | CH | Fuel consumption in cars¦Gas¦Total¦New conventional gas ICE (60-100 kW) | PJ/yr. | 0.054269 | 0.056768 | 0.060364 | 0.00040987 | 0.0002345 | 8.8793e-05 | 0 | 0 | 0 | 0 | 0 | 0
| SPS1 | CH | Fuel consumption in cars¦Gas¦Total¦New conventional gas ICE (100-140 kW) | PJ/yr. | 0.0044139 | 0.0048972 | 0.0061475 | 0.00079368 | 0.0002765 | 8.5593e-05 | 0 | 0 | 0 | 0 | 0 | 0
| SPS1 | CH | Fuel consumption in cars¦Gas¦Total¦New conventional gas ICE (>140 kW) | PJ/yr. | 0.047621 | 0.047328 | 0.046786 | 0.00027618 | 0.00023982 | 9.1161e-05 | 0 | 0 | 0 | 0 | 0 | 0
| SPS1 | CH | Cars mileage | billion km/yr. | 49.0071 | 55.677 | 60.2682 | 62.3474 | 62.6259 | 62.3475 | 61.7486 | 61.1514 | 60.9567 | 60.7542 | 60.5904 | 60.5534
| SPS1 | CH | Cars mileage¦Electricity¦Existing battery electric cars | billion km/yr. | 0.41616 | 0.35927 | 0.26793 | 0.13872 | 0 | 0 | 0 | 0 | 0 | 0 | 0 | 0
| SPS1 | CH | Cars mileage¦Electricity¦New battery electric cars (<60kW) | billion km/yr. | 0.014437 | 0.026295 | 0.016227 | 1.0879 | 1.9883 | 2.3156 | 2.3802 | 2.4255 | 2.3855 | 2.4079 | 2.3986 | 2.3914
| SPS1 | CH | Cars mileage¦Electricity¦New battery electric cars (60-100 kW) | billion km/yr. | 0.097208 | 0.16603 | 0.16901 | 3.9259 | 13.8882 | 16.9513 | 18.1182 | 17.9627 | 17.8992 | 17.8863 | 17.8455 | 17.8516
| SPS1 | CH | Cars mileage¦Electricity¦New battery electric cars (100-140 kW) | billion km/yr. | 0.061343 | 0.14407 | 3.9544 | 3.4796 | 3.9894 | 8.4038 | 7.8488 | 14.0852 | 15.2405 | 16.8955 | 23.9795 | 19.6372
| SPS1 | CH | Cars mileage¦Electricity¦New battery electric cars (>140 kW) | billion km/yr. | 0.1929 | 1.2522 | 1.3677 | 12.1595 | 20.2034 | 22.3463 | 21.834 | 22.3901 | 21.3385 | 19.6738 | 12.6401 | 17.1246
| SPS1 | CH | Cars mileage¦Electricity¦New plug-in hybrid gasoline (<60 kW) | billion km/yr. | 0.00035023 | 0.0041239 | 0.0057304 | 0.0061229 | 0.0073342 | 0.0046074 | 0.0042623 | 0.0018775 | 0.012186 | 0.02118 | 0.025415 | 0.031099
| SPS1 | CH | Cars mileage¦Electricity¦New plug-in hybrid gasoline (60-100 kW) | billion km/yr. | 0.055045 | 0.10029 | 0.098922 | 0.29698 | 0.14884 | 0.083343 | 0.01305 | 0.00873 | 0.039265 | 0.040959 | 0.033844 | 0.017897
| SPS1 | CH | Cars mileage¦Electricity¦New plug-in hybrid gasoline (100-140 kW) | billion km/yr. | 0.046968 | 0.18119 | 1.1675 | 2.8574 | 8.4134 | 6.541 | 6.7766 | 2.5028 | 1.4504 | 0.068846 | 0.062335 | 0.037607
| SPS1 | CH | Cars mileage¦Electricity¦New plug-in hybrid gasoline (>140 kW) | billion km/yr. | 0.084426 | 0.16438 | 0.16952 | 0.21963 | 0.11332 | 0.042902 | 0.018368 | 0.011584 | 0.90833 | 2.1601 | 2.0728 | 2.0029
| SPS1 | CH | Cars mileage¦Electricity¦New plug-in hybrid diesel (<60 kW) | billion km/yr. | 4.1426e-05 | 0.0043329 | 0.00568 | 0.0077936 | 0.0085348 | 0.0052396 | 0.025508 | 0.020439 | 0.04246 | 0.0029198 | 0.0015217 | 0.0014696
| SPS1 | CH | Cars mileage¦Electricity¦New plug-in hybrid diesel (60-100 kW) | billion km/yr. | 2.9156e-05 | 0.0029696 | 0.0053063 | 2.2682 | 1.7773 | 1.0406 | 0.093413 | 0.07696 | 0.052412 | 0.0038351 | 0.0034269 | 0.0023498
| SPS1 | CH | Cars mileage¦Electricity¦New plug-in hybrid diesel (100-140 kW) | billion km/yr. | 0.00013676 | 0.41362 | 0.95694 | 0.85283 | 4.4494 | 3.5542 | 3.2766 | 0.49023 | 0.33296 | 0.0055729 | 0.0048426 | 0.0030538
| SPS1 | CH | Cars mileage¦Electricity¦New plug-in hybrid diesel (>140 kW) | billion km/yr. | 0.0030238 | 0.025286 | 0.038199 | 0.92368 | 0.75713 | 0.31519 | 1.359 | 1.1747 | 1.2544 | 1.5867 | 1.5219 | 1.4516
| SPS1 | CH | Cars mileage¦Hydrogen¦New fuel cell cars (<60 kW) | billion km/yr. | 0 | 0.00025232 | 0.00037959 | 8.5798e-05 | 0.00012358 | 0.00013015 | 0.00010136 | 0.00010061 | 0.00012615 | 9.9204e-05 | 0.00012597 | 0.000107
| SPS1 | CH | Cars mileage¦Hydrogen¦New fuel cell cars (60-100 kW) | billion km/yr. | 0.00013399 | 0.0002958 | 0.00039292 | 0.0002052 | 0.00017964 | 0.0001777 | 0.00015203 | 0.00015157 | 0.00017768 | 0.00015202 | 0.00017921 | 0.00016364
| SPS1 | CH | Cars mileage¦Hydrogen¦New fuel cell cars (100-140 kW) | billion km/yr. | 0.00076921 | 0.0017647 | 0.0018312 | 0.00032351 | 0.00025809 | 0.00019047 | 0.00016603 | 0.00016841 | 0.00019547 | 0.00017018 | 0.0001964 | 0.00017854
| SPS1 | CH | Cars mileage¦Hydrogen¦New fuel cell cars (>140 kW) | billion km/yr. | 0 | 0.00017859 | 0.0002754 | 0.00014045 | 0.00017603 | 0.0001744 | 0.00015014 | 0.00014982 | 0.00017604 | 0.00014987 | 0.00017667 | 0.0001605
| SPS1 | CH | Cars mileage¦Motor Gasoline¦Total¦Conventional gasoline hybrid existing | billion km/yr. | 0.61929 | 0.62772 | 0.48274 | 0.24142 | 0 | 0 | 0 | 0 | 0 | 0 | 0 | 0
| SPS1 | CH | Cars mileage¦Motor Gasoline¦Total¦New conventional gasoline hybrid (<60 kW) | billion km/yr. | 0.050073 | 0.062351 | 0.052152 | 0.033055 | 0.0046072 | 0.0010671 | 0 | 0 | 0 | 0 | 0 | 0
| SPS1 | CH | Cars mileage¦Motor Gasoline¦Total¦New conventional gasoline hybrid (60-100 kW) | billion km/yr. | 0.22183 | 0.69287 | 1.8635 | 1.5889 | 0.68451 | 0.088833 | 0 | 0 | 0 | 0 | 0 | 0
| SPS1 | CH | Cars mileage¦Motor Gasoline¦Total¦New conventional gasoline hybrid (100-140 kW) | billion km/yr. | 0.19936 | 2.8367 | 2.7027 | 2.1777 | 0.70912 | 0.002496 | 0 | 0 | 0 | 0 | 0 | 0
| SPS1 | CH | Cars mileage¦Motor Gasoline¦Total¦New conventional gasoline hybrid (>140 kW) | billion km/yr. | 0.10222 | 0.18157 | 0.17595 | 0.14784 | 0.027798 | 0.00079467 | 0 | 0 | 0 | 0 | 0 | 0
| SPS1 | CH | Cars mileage¦Motor Gasoline¦Total¦Conventional gasoline ICE existing | billion km/yr. | 18.303 | 15.8201 | 10.223 | 4.5902 | 0 | 0 | 0 | 0 | 0 | 0 | 0 | 0
| SPS1 | CH | Cars mileage¦Motor Gasoline¦Total¦New conventional gasoline ICE (<60 kW) | billion km/yr. | 0.33178 | 0.59404 | 1.1293 | 0.66097 | 0.29559 | 0.040534 | 0 | 0 | 0 | 0 | 0 | 0
| SPS1 | CH | Cars mileage¦Motor Gasoline¦Total¦New conventional gasoline ICE (60-100 kW) | billion km/yr. | 2.2033 | 3.2128 | 4.3908 | 3.5803 | 0.65656 | 0.090144 | 0 | 0 | 0 | 0 | 0 | 0
| SPS1 | CH | Cars mileage¦Motor Gasoline¦Total¦New conventional gasoline ICE (100-140 kW) | billion km/yr. | 1.8743 | 2.9658 | 5.5724 | 4.703 | 1.796 | 0.23479 | 0 | 0 | 0 | 0 | 0 | 0
| SPS1 | CH | Cars mileage¦Motor Gasoline¦Total¦New conventional gasoline ICE (>140 kW) | billion km/yr. | 1.6663 | 2.2776 | 4.0107 | 3.3597 | 1.1972 | 0.12739 | 0 | 0 | 0 | 0 | 0 | 0
| SPS1 | CH | Cars mileage¦Motor Gasoline¦Total¦New mild hybrid gasoline (<60 kW) | billion km/yr. | 0 | 0.00029933 | 0.0006861 | 0.0020981 | 0.0016496 | 0.00085966 | 0 | 0 | 0 | 0 | 0 | 0
| SPS1 | CH | Cars mileage¦Motor Gasoline¦Total¦New mild hybrid gasoline (60-100 kW) | billion km/yr. | 0 | 0.00029607 | 0.00079062 | 0.0024522 | 0.0018064 | 0.00088962 | 0 | 0 | 0 | 0 | 0 | 0
| SPS1 | CH | Cars mileage¦Motor Gasoline¦Total¦New mild hybrid gasoline (100-140 kW) | billion km/yr. | 0 | 0.00032072 | 0.00086203 | 0.001981 | 0.0014566 | 0.00066769 | 0 | 0 | 0 | 0 | 0 | 0
| SPS1 | CH | Cars mileage¦Motor Gasoline¦Total¦New mild hybrid gasoline (>140 kW) | billion km/yr. | 0 | 0.00034684 | 0.00099074 | 0.0032777 | 0.0023917 | 0.0011498 | 0 | 0 | 0 | 0 | 0 | 0
| SPS1 | CH | Cars mileage¦Motor Diesel¦Total¦Conventional diesel hybrid existing | billion km/yr. | 0 | 0 | 0 | 0 | 0 | 0 | 0 | 0 | 0 | 0 | 0 | 0
| SPS1 | CH | Cars mileage¦Motor Diesel¦Total¦New conventional diesel hybrid (<60 kW) | billion km/yr. | 4.2122e-05 | 0.0016237 | 0.0026037 | 0.0047215 | 0.0034118 | 0.001619 | 0 | 0 | 0 | 0 | 0 | 0
| SPS1 | CH | Cars mileage¦Motor Diesel¦Total¦New conventional diesel hybrid (60-100 kW) | billion km/yr. | 0.0032058 | 1.2687 | 3.1709 | 2.6986 | 1.3041 | 0.14459 | 0 | 0 | 0 | 0 | 0 | 0
| SPS1 | CH | Cars mileage¦Motor Diesel¦Total¦New conventional diesel hybrid (100-140 kW) | billion km/yr. | 0.025156 | 0.057691 | 0.058187 | 0.046678 | 0.012237 | 0.0006922 | 0 | 0 | 0 | 0 | 0 | 0
| SPS1 | CH | Cars mileage¦Motor Diesel¦Total¦New conventional diesel hybrid (>140 kW) | billion km/yr. | 0.046426 | 0.116 | 0.11451 | 0.096144 | 0.023056 | 0.00083112 | 0 | 0 | 0 | 0 | 0 | 0
| SPS1 | CH | Cars mileage¦Motor Diesel¦Total¦Conventional diesel ICE existing | billion km/yr. | 17.9313 | 17.236 | 13.2583 | 6.5517 | 0 | 0 | 0 | 0 | 0 | 0 | 0 | 0
| SPS1 | CH | Cars mileage¦Motor Diesel¦Total¦New conventional diesel ICE (<60 kW) | billion km/yr. | 0.0038366 | 0.056113 | 0.054727 | 0.032497 | 0.01165 | 0.00087746 | 0 | 0 | 0 | 0 | 0 | 0
| SPS1 | CH | Cars mileage¦Motor Diesel¦Total¦New conventional diesel ICE (60-100 kW) | billion km/yr. | 0.84899 | 0.90477 | 0.89818 | 0.63675 | 0.020448 | 0.00078954 | 0 | 0 | 0 | 0 | 0 | 0
| SPS1 | CH | Cars mileage¦Motor Diesel¦Total¦New conventional diesel ICE (100-140 kW) | billion km/yr. | 2.6363 | 2.8367 | 2.8085 | 2.1815 | 0.08286 | 0.00058827 | 0 | 0 | 0 | 0 | 0 | 0
| SPS1 | CH | Cars mileage¦Motor Diesel¦Total¦New conventional diesel ICE (>140 kW) | billion km/yr. | 0.89615 | 1.0073 | 0.99352 | 0.7729 | 0.038511 | 0.00041141 | 0 | 0 | 0 | 0 | 0 | 0
| SPS1 | CH | Cars mileage¦Motor Diesel¦Total¦New mild hybrid diesel (<60 kW) | billion km/yr. | 0 | 0.0002641 | 0.00054434 | 0.0020827 | 0.0016534 | 0.00088534 | 0 | 0 | 0 | 0 | 0 | 0
| SPS1 | CH | Cars mileage¦Motor Diesel¦Total¦New mild hybrid diesel (60-100 kW) | billion km/yr. | 0 | 0.00027122 | 0.00064067 | 0.0020666 | 0.0015238 | 0.00074659 | 0 | 0 | 0 | 0 | 0 | 0
| SPS1 | CH | Cars mileage¦Motor Diesel¦Total¦New mild hybrid diesel (100-140 kW) | billion km/yr. | 0 | 0.0002915 | 0.00069018 | 0.0016229 | 0.0011929 | 0.00055221 | 0 | 0 | 0 | 0 | 0 | 0
| SPS1 | CH | Cars mileage¦Motor Diesel¦Total¦New mild hybrid diesel (>140 kW) | billion km/yr. | 0 | 0.00022679 | 0.00052826 | 0.0011982 | 0.00088053 | 0.00041195 | 0 | 0 | 0 | 0 | 0 | 0
| SPS1 | CH | Cars mileage¦Gas¦Conventional gas ICE existing | billion km/yr. | 0 | 0 | 0 | 0 | 0 | 0 | 0 | 0 | 0 | 0 | 0 | 0
| SPS1 | CH | Cars mileage¦Gas¦New conventionalgas ICE (<60 kW) | billion km/yr. | 0.0022621 | 0.0016363 | 0.0025963 | 0.00029399 | 0.00012777 | 4.6107e-05 | 0 | 0 | 0 | 0 | 0 | 0
| SPS1 | CH | Cars mileage¦Gas¦New conventional gas ICE (60-100 kW) | billion km/yr. | 0.034284 | 0.035669 | 0.037217 | 0.00021894 | 0.00011412 | 3.997e-05 | 0 | 0 | 0 | 0 | 0 | 0
| SPS1 | CH | Cars mileage¦Gas¦New conventional gas ICE (100-140 kW) | billion km/yr. | 0.0020707 | 0.0023325 | 0.002941 | 0.00038708 | 0.00013737 | 3.9396e-05 | 0 | 0 | 0 | 0 | 0 | 0
| SPS1 | CH | Cars mileage¦Gas¦New conventional gas ICE (>140 kW) | billion km/yr. | 0.032513 | 0.032241 | 0.031251 | 0.00014051 | 0.00011412 | 3.9955e-05 | 0 | 0 | 0 | 0 | 0 | 0
| SPS1 | CH | Cars efficiency | km/MJ | bar: 2020 to 2070
| SPS1 | CH | Cars efficiency¦Electricity¦Existing battery electric cars | km/MJ | 0.88951 | 0.95695 | 1.0581 | 1.2267 | - | - | - | - | - | - | - | -
| SPS1 | CH | Cars efficiency¦Electricity¦New battery electric cars (<60kW) | km/MJ | 1.8117 | 1.8117 | 1.8117 | 1.8117 | 1.8613 | 1.9122 | 2.0074 | 2.119 | 2.2097 | 2.3284 | 2.4 | 2.4389
| SPS1 | CH | Cars efficiency¦Electricity¦New battery electric cars (60-100 kW) | km/MJ | 1.4638 | 1.4638 | 1.4638 | 1.4638 | 1.5284 | 1.5586 | 1.6156 | 1.7352 | 1.8061 | 1.8986 | 1.9684 | 2.002
| SPS1 | CH | Cars efficiency¦Electricity¦New battery electric cars (100-140 kW) | km/MJ | 1.3375 | 1.3375 | 1.3375 | 1.3375 | 1.3647 | 1.4614 | 1.4844 | 1.5883 | 1.672 | 1.7474 | 1.817 | 1.835
| SPS1 | CH | Cars efficiency¦Electricity¦New battery electric cars (>140 kW) | km/MJ | 1.295 | 1.295 | 1.295 | 1.295 | 1.3286 | 1.3729 | 1.4409 | 1.5197 | 1.5813 | 1.6474 | 1.6822 | 1.7321
| SPS1 | CH | Cars efficiency¦Electricity¦New plug-in hybrid gasoline (<60 kW) | km/MJ | 0.71369 | 0.77751 | 0.78825 | 0.83042 | 0.85194 | 0.93207 | 1.0305 | 1.1404 | 1.228 | 1.3381 | 1.3728 | 1.4354
| SPS1 | CH | Cars efficiency¦Electricity¦New plug-in hybrid gasoline (60-100 kW) | km/MJ | 0.62758 | 0.60935 | 0.64508 | 0.66317 | 0.69939 | 0.78586 | 0.90148 | 1.0387 | 1.0919 | 1.1715 | 1.1999 | 1.2479
| SPS1 | CH | Cars efficiency¦Electricity¦New plug-in hybrid gasoline (100-140 kW) | km/MJ | 0.54554 | 0.60421 | 0.618 | 0.66534 | 0.68002 | 0.77197 | 0.93162 | 1.0946 | 1.1335 | 1.1879 | 1.2171 | 1.2604
| SPS1 | CH | Cars efficiency¦Electricity¦New plug-in hybrid gasoline (>140 kW) | km/MJ | 0.51976 | 0.52742 | 0.58419 | 0.62569 | 0.63829 | 0.71807 | 0.83881 | 0.96783 | 1.034 | 1.0914 | 1.1298 | 1.1446
| SPS1 | CH | Cars efficiency¦Electricity¦New plug-in hybrid diesel (<60 kW) | km/MJ | 0.72841 | 0.77301 | 0.789 | 0.83062 | 0.86205 | 0.94772 | 1.0705 | 1.2279 | 1.2733 | 1.3151 | 1.2907 | 1.4405
| SPS1 | CH | Cars efficiency¦Electricity¦New plug-in hybrid diesel (60-100 kW) | km/MJ | 0.43217 | 0.63747 | 0.6547 | 0.62298 | 0.7097 | 0.79806 | 0.92829 | 1.0778 | 1.1074 | 1.1461 | 1.1547 | 1.2448
| SPS1 | CH | Cars efficiency¦Electricity¦New plug-in hybrid diesel (100-140 kW) | km/MJ | 0.55358 | 0.61224 | 0.6263 | 0.65787 | 0.68849 | 0.7799 | 0.93948 | 1.1007 | 1.1371 | 1.1629 | 1.1652 | 1.2376
| SPS1 | CH | Cars efficiency¦Electricity¦New plug-in hybrid diesel (>140 kW) | km/MJ | 0.527 | 0.55771 | 0.59335 | 0.6207 | 0.64644 | 0.72562 | 0.86477 | 1.007 | 1.0419 | 1.0987 | 1.137 | 1.1519
| SPS1 | CH | Cars efficiency¦Hydrogen¦New fuel cell cars (<60 kW) | km/MJ | - | 1.0966 | 1.0966 | 1.0966 | 1.1181 | 1.1557 | 1.2378 | 1.3158 | 1.3628 | 1.4865 | 1.5143 | 1.5777
| SPS1 | CH | Cars efficiency¦Hydrogen¦New fuel cell cars (60-100 kW) | km/MJ | 0.8915 | 0.8915 | 0.8915 | 0.8915 | 0.91063 | 0.94693 | 1.0124 | 1.08 | 1.1272 | 1.2238 | 1.2541 | 1.3008
| SPS1 | CH | Cars efficiency¦Hydrogen¦New fuel cell cars (100-140 kW) | km/MJ | 0.83001 | 0.83001 | 0.83001 | 0.83001 | 0.84336 | 0.88279 | 0.9443 | 1.0079 | 1.0539 | 1.1426 | 1.1726 | 1.2154
| SPS1 | CH | Cars efficiency¦Hydrogen¦New fuel cell cars (>140 kW) | km/MJ | - | 0.83675 | 0.83675 | 0.83675 | 0.85362 | 0.88598 | 0.94418 | 1.0035 | 1.0444 | 1.1282 | 1.1543 | 1.1947
| SPS1 | CH | Cars efficiency¦Motor Gasoline¦Total¦Conventional gasoline hybrid existing | km/MJ | 0.4938 | 0.50503 | 0.52189 | 0.54998 | - | - | - | - | - | - | - | -
| SPS1 | CH | Cars efficiency¦Motor Gasoline¦Total¦New conventional gasoline hybrid (<60 kW) | km/MJ | 1.1373 | 1.1601 | 1.3974 | 1.3379 | 1.1374 | 0.90036 | - | - | - | - | - | -
| SPS1 | CH | Cars efficiency¦Motor Gasoline¦Total¦New conventional gasoline hybrid (60-100 kW) | km/MJ | 1.5898 | 2.132 | 1.9435 | 1.9482 | 1.9481 | 1.8256 | - | - | - | - | - | -
| SPS1 | CH | Cars efficiency¦Motor Gasoline¦Total¦New conventional gasoline hybrid (100-140 kW) | km/MJ | 1.9631 | 2.4913 | 2.4812 | 2.4962 | 2.5242 | 1.4308 | - | - | - | - | - | -
| SPS1 | CH | Cars efficiency¦Motor Gasoline¦Total¦New conventional gasoline hybrid (>140 kW) | km/MJ | 1.1373 | 1.331 | 1.3595 | 1.3556 | 1.521 | 0.80977 | - | - | - | - | - | -
| SPS1 | CH | Cars efficiency¦Motor Gasoline¦Total¦Conventional gasoline ICE existing | km/MJ | 0.28604 | 0.29255 | 0.30231 | 0.31859 | - | - | - | - | - | - | - | -
| SPS1 | CH | Cars efficiency¦Motor Gasoline¦Total¦New conventional gasoline ICE (<60 kW) | km/MJ | 0.68333 | 0.65037 | 0.6248 | 0.6246 | 0.60094 | 0.59826 | - | - | - | - | - | -
| SPS1 | CH | Cars efficiency¦Motor Gasoline¦Total¦New conventional gasoline ICE (60-100 kW) | km/MJ | 0.60419 | 0.60446 | 0.5895 | 0.59142 | 0.56105 | 0.55215 | - | - | - | - | - | -
| SPS1 | CH | Cars efficiency¦Motor Gasoline¦Total¦New conventional gasoline ICE (100-140 kW) | km/MJ | 0.51526 | 0.51602 | 0.49941 | 0.50072 | 0.4848 | 0.48212 | - | - | - | - | - | -
| SPS1 | CH | Cars efficiency¦Motor Gasoline¦Total¦New conventional gasoline ICE (>140 kW) | km/MJ | 0.43925 | 0.4333 | 0.43385 | 0.43724 | 0.43409 | 0.43449 | - | - | - | - | - | -
| SPS1 | CH | Cars efficiency¦Motor Gasoline¦Total¦New mild hybrid gasoline (<60 kW) | km/MJ | - | 0.51838 | 0.53777 | 0.59079 | 0.59511 | 0.60496 | - | - | - | - | - | -
| SPS1 | CH | Cars efficiency¦Motor Gasoline¦Total¦New mild hybrid gasoline (60-100 kW) | km/MJ | - | 0.41734 | 0.43543 | 0.47751 | 0.48091 | 0.4901 | - | - | - | - | - | -
| SPS1 | CH | Cars efficiency¦Motor Gasoline¦Total¦New mild hybrid gasoline (100-140 kW) | km/MJ | - | 0.38797 | 0.40496 | 0.439 | 0.4433 | 0.45444 | - | - | - | - | - | -
| SPS1 | CH | Cars efficiency¦Motor Gasoline¦Total¦New mild hybrid gasoline (>140 kW) | km/MJ | - | 0.39332 | 0.41055 | 0.44996 | 0.45283 | 0.46061 | - | - | - | - | - | -
| SPS1 | CH | Cars efficiency¦Motor Diesel¦Total¦Conventional diesel hybrid existing | km/MJ | bar: 2020 to 2070
| SPS1 | CH | Cars efficiency¦Motor Diesel¦Total¦New conventional diesel hybrid (<60 kW) | km/MJ | 0.41824 | 1.574 | 1.4918 | 1.023 | 0.98466 | 0.90332 | - | - | - | - | - | -
| SPS1 | CH | Cars efficiency¦Motor Diesel¦Total¦New conventional diesel hybrid (60-100 kW) | km/MJ | 1.1929 | 2.6788 | 2.1755 | 2.1581 | 2.0913 | 1.9298 | - | - | - | - | - | -
| SPS1 | CH | Cars efficiency¦Motor Diesel¦Total¦New conventional diesel hybrid (100-140 kW) | km/MJ | 0.89895 | 1.2113 | 1.2086 | 1.26 | 1.3684 | 0.8336 | - | - | - | - | - | -
| SPS1 | CH | Cars efficiency¦Motor Diesel¦Total¦New conventional diesel hybrid (>140 kW) | km/MJ | 1.3438 | 1.5807 | 1.5766 | 1.5868 | 1.4888 | 0.82512 | - | - | - | - | - | -
| SPS1 | CH | Cars efficiency¦Motor Diesel¦Total¦Conventional diesel ICE existing | km/MJ | 0.33902 | 0.35391 | 0.37626 | 0.4135 | - | - | - | - | - | - | - | -
| SPS1 | CH | Cars efficiency¦Motor Diesel¦Total¦New conventional diesel ICE (<60 kW) | km/MJ | 0.75432 | 0.92802 | 0.92362 | 0.90627 | 0.88625 | 0.63942 | - | - | - | - | - | -
| SPS1 | CH | Cars efficiency¦Motor Diesel¦Total¦New conventional diesel ICE (60-100 kW) | km/MJ | 0.6965 | 0.70392 | 0.70296 | 0.76111 | 0.79519 | 0.52275 | - | - | - | - | - | -
| SPS1 | CH | Cars efficiency¦Motor Diesel¦Total¦New conventional diesel ICE (100-140 kW) | km/MJ | 0.52822 | 0.53244 | 0.53198 | 0.5412 | 0.58942 | 0.47308 | - | - | - | - | - | -
| SPS1 | CH | Cars efficiency¦Motor Diesel¦Total¦New conventional diesel ICE (>140 kW) | km/MJ | 0.46613 | 0.45574 | 0.45672 | 0.46329 | 0.39146 | 0.42539 | - | - | - | - | - | -
| SPS1 | CH | Cars efficiency¦Motor Diesel¦Total¦New mild hybrid diesel (<60 kW) | km/MJ | - | 0.56204 | 0.57816 | 0.62932 | 0.63264 | 0.63984 | - | - | - | - | - | -
| SPS1 | CH | Cars efficiency¦Motor Diesel¦Total¦New mild hybrid diesel (60-100 kW) | km/MJ | - | 0.4521 | 0.46732 | 0.50635 | 0.5095 | 0.5175 | - | - | - | - | - | -
| SPS1 | CH | Cars efficiency¦Motor Diesel¦Total¦New mild hybrid diesel (100-140 kW) | km/MJ | - | 0.42028 | 0.43453 | 0.4662 | 0.47024 | 0.48011 | - | - | - | - | - | -
| SPS1 | CH | Cars efficiency¦Motor Diesel¦Total¦New mild hybrid diesel (>140 kW) | km/MJ | - | 0.39943 | 0.41253 | 0.44138 | 0.44494 | 0.45446 | - | - | - | - | - | -
| SPS1 | CH | Cars efficiency¦Gas¦Conventional gas ICE existing | km/MJ | - | 0 | 0 | 0 | 0 | 0 | 0 | 0 | 0 | 0 | 0 | 0
| SPS1 | CH | Cars efficiency¦Gas¦New conventionalgas ICE (<60 kW) | km/MJ | 0.61686 | 0.37094 | 0.34282 | 8.3265e-05 | 5.7752e-05 | 4.2359e-05 | 0 | 0 | 0 | 0 | 0 | 0
| SPS1 | CH | Cars efficiency¦Gas¦New conventional gas ICE (60-100 kW) | km/MJ | 0.63175 | 0.05672 | 0.026643 | 0.00019256 | 2.0716e-05 | 1.1022e-05 | 0 | 0 | 0 | 0 | 0 | 0
| SPS1 | CH | Cars efficiency¦Gas¦New conventional gas ICE (100-140 kW) | km/MJ | 0.46913 | 0.053308 | 0.049611 | 0.00029398 | 0.00013607 | 0.00011232 | 0 | 0 | 0 | 0 | 0 | 0
| SPS1 | CH | Cars efficiency¦Gas¦New conventional gas ICE (>140 kW) | km/MJ | 0.68275 | 0.28896 | 0.26581 | 0.071647 | 0.11757 | 0.11485 | - | - | - | - | - | -
| SPS1 | CH | Fuel consumption in urban buses | PJ/yr. | 0.76335 | 1.2936 | 0.77365 | 1.2406 | 1.1914 | 1.2099 | 1.1886 | 1.1611 | 1.1689 | 1.1958 | 1.2323 | 1.2754
| SPS1 | CH | Fuel consumption in urban buses¦Electricity | PJ/yr. | 0.012555 | 0.033557 | 0.73987 | 1.2217 | 1.1804 | 1.1993 | 1.1785 | 1.1577 | 1.1672 | 1.1943 | 1.2308 | 1.2738
| SPS1 | CH | Fuel consumption in urban buses¦Electricity¦Existing electric urban buses | PJ/yr. | 0.00046634 | 0.00048461 | 0.00048003 | 0 | 0 | 0 | 0 | 0 | 0 | 0 | 0 | 0
| SPS1 | CH | Fuel consumption in urban buses¦Electricity¦New electric urban buses (Mini) | PJ/yr. | 0.00033304 | 0.0090716 | 0.15427 | 0.2472 | 0.2448 | 0.25352 | 0.25043 | 0.2417 | 0.24527 | 0.25 | 0.25762 | 0.26592
| SPS1 | CH | Fuel consumption in urban buses¦Electricity¦New electric urban buses (Midi) | PJ/yr. | 0.0018128 | 0.0048425 | 0.077327 | 0.129 | 0.12293 | 0.12619 | 0.12545 | 0.12108 | 0.12259 | 0.12507 | 0.12888 | 0.13329
| SPS1 | CH | Fuel consumption in urban buses¦Electricity¦New electric urban buses (Maxi) | PJ/yr. | 0.0086382 | 0.017075 | 0.5047 | 0.84424 | 0.81193 | 0.81866 | 0.8018 | 0.79393 | 0.79799 | 0.81732 | 0.84229 | 0.87106
| SPS1 | CH | Fuel consumption in urban buses¦Electricity¦New electric urban buses (Mega) | PJ/yr. | 0.0013042 | 0.0020836 | 0.003087 | 0.0012964 | 0.00075645 | 0.00089182 | 0.00084285 | 0.0010337 | 0.0013651 | 0.0018673 | 0.0020036 | 0.0035043
| SPS1 | CH | Fuel consumption in urban buses¦Hydrogen | PJ/yr. | 0 | 0 | 0 | 0.00096079 | 0.0016707 | 0.0017902 | 0.0018498 | 0.0015983 | 0.0017298 | 0.0015295 | 0.0015465 | 0.0015727
| SPS1 | CH | Fuel consumption in urban buses¦Hydrogen¦New fuel cell urban buses (Mini) | PJ/yr. | 0 | 0 | 0 | 0.00014962 | 0.00024673 | 0.00032502 | 0.00031039 | 0.00028919 | 0.00027279 | 0.0002732 | 0.00026771 | 0.00027679
| SPS1 | CH | Fuel consumption in urban buses¦Hydrogen¦New fuel cell urban buses (Midi) | PJ/yr. | 0 | 0 | 0 | 0.00017578 | 0.00032165 | 0.00042764 | 0.00040635 | 0.00038518 | 0.00036709 | 0.00036913 | 0.00036348 | 0.00037645
| SPS1 | CH | Fuel consumption in urban buses¦Hydrogen¦New fuel cell urban buses (Maxi) | PJ/yr. | 0 | 0 | 0 | 0.00033635 | 0.00052929 | 0.00049268 | 0.00062861 | 0.00044337 | 0.00061411 | 0.00041968 | 0.00043335 | 0.00042758
| SPS1 | CH | Fuel consumption in urban buses¦Hydrogen¦New fuel cell urban buses (Mega) | PJ/yr. | 0 | 0 | 0 | 0.00029903 | 0.00057298 | 0.00054481 | 0.00050443 | 0.00048057 | 0.00047585 | 0.00046751 | 0.00048196 | 0.00049191
| SPS1 | CH | Fuel consumption in urban buses¦Motor Diesel | PJ/yr. | 0.75049 | 1.254 | 0.029318 | 0.01322 | 0.005901 | 0.0053978 | 0.0049617 | 0.00099771 | 0 | 0 | 0 | 0
| SPS1 | CH | Fuel consumption in urban buses¦Motor Diesel¦Fossil liquids | PJ/yr. | 0.73196 | 1.2213 | 0.028002 | 0.012503 | 0.0054103 | 0.0044942 | 0.002922 | 0 | 0 | 0 | 0 | 0
| SPS1 | CH | Fuel consumption in urban buses¦Motor Diesel¦Synthetic liquids | PJ/yr. | 0.018526 | 0.032682 | 0.0013158 | 0.00071754 | 0.00049067 | 0.00090367 | 0.0020398 | 0.00099835 | 0 | 0 | 0 | 0
| SPS1 | CH | Fuel consumption in urban buses¦Motor Diesel¦Synthetic liquids¦Bioliquids¦Biodiesel | PJ/yr. | 0.018526 | 0.032682 | 0.0013158 | 0.00071754 | 0.00048804 | 0.00068473 | 0.0016215 | 0.00095511 | 0 | 0 | 0 | 0
| SPS1 | CH | Fuel consumption in urban buses¦Motor Diesel¦Synthetic liquids¦PtL¦PtL Diesel | PJ/yr. | 0 | 0 | 0 | 0 | 2.6226e-06 | 0.00021894 | 0.00041825 | 4.3236e-05 | 0 | 0 | 0 | 0
| SPS1 | CH | Fuel consumption in urban buses¦Motor Diesel¦Total¦New conventional hybrid diesel urban buses (Mini) | PJ/yr. | 0 | 0.11942 | 0.00041689 | 0.00036403 | 0.00032025 | 0.00029376 | 0.00029602 | 0.00018144 | 0 | 0 | 0 | 0
| SPS1 | CH | Fuel consumption in urban buses¦Motor Diesel¦Total¦New conventional hybrid diesel urban buses (Midi) | PJ/yr. | 0 | 0.00044998 | 0.00044556 | 0.00054584 | 0.00045945 | 0.0004223 | 0.00043375 | 0.00025372 | 0 | 0 | 0 | 0
| SPS1 | CH | Fuel consumption in urban buses¦Motor Diesel¦Total¦New conventional hybrid diesel urban buses (Maxi) | PJ/yr. | 0 | 0.0010411 | 0.00075017 | 0.0011145 | 0.00046244 | 0.00046681 | 0.00061422 | 0 | 0 | 0 | 0 | 0
| SPS1 | CH | Fuel consumption in urban buses¦Motor Diesel¦Total¦New conventional hybrid diesel urban buses (Mega) | PJ/yr. | 0 | 0.00034834 | 0.00051312 | 0.0011375 | 0.00083542 | 0.00079335 | 0.00067144 | 0 | 0 | 0 | 0 | 0
| SPS1 | CH | Fuel consumption in urban buses¦Motor Diesel¦Total¦Existing ICE diesel urban buses | PJ/yr. | 0.017326 | 0.01732 | 0.01725 | 0 | 0 | 0 | 0 | 0 | 0 | 0 | 0 | 0
| SPS1 | CH | Fuel consumption in urban buses¦Motor Diesel¦Total¦New conventional ICE diesel urban buses (Mini) | PJ/yr. | 0.001169 | 0.090006 | 0.0014812 | 0.0013806 | 0.00040741 | 0.00037416 | 0.00038111 | 0.00022943 | 0 | 0 | 0 | 0
| SPS1 | CH | Fuel consumption in urban buses¦Motor Diesel¦Total¦New conventional ICE diesel urban buses (Midi) | PJ/yr. | 0.10402 | 0.13017 | 0.0019063 | 0.0022911 | 0.00065821 | 0.00058517 | 0.00060853 | 0.00033313 | 0 | 0 | 0 | 0
| SPS1 | CH | Fuel consumption in urban buses¦Motor Diesel¦Total¦New conventional ICE diesel urban buses (Maxi) | PJ/yr. | 0.61901 | 0.89214 | 0.0030901 | 0.0036778 | 0.0008849 | 0.00072734 | 0.00095976 | 0 | 0 | 0 | 0 | 0
| SPS1 | CH | Fuel consumption in urban buses¦Motor Diesel¦Total¦New conventional ICE diesel urban buses (Mega) | PJ/yr. | 0.0089582 | 0.0030736 | 0.0034647 | 0.0027088 | 0.0018729 | 0.0017349 | 0.00099692 | 0 | 0 | 0 | 0 | 0
| SPS1 | CH | Fuel consumption in urban buses¦Motor Gas | PJ/yr. | 0.00031184 | 0.0060344 | 0.0044631 | 0.0047304 | 0.0034291 | 0.0034519 | 0.0032481 | 0.00080635 | 0 | 0 | 0 | 0
| SPS1 | CH | Fuel consumption in urban buses¦Motor Gas¦Fossil gases | PJ/yr. | 0.00028783 | 0.005294 | 0.0044213 | 0.0046901 | 0 | 0 | 0 | 0 | 0 | 0 | 0 | 0
| SPS1 | CH | Fuel consumption in urban buses¦Motor Gas¦Synthetic gases | PJ/yr. | 2.4014e-05 | 0.00074033 | 4.1798e-05 | 4.0358e-05 | 0.027681 | 0.088044 | 0.86227 | 1.0938 | 0 | 0 | 0 | 0
| SPS1 | CH | Fuel consumption in urban buses¦Motor Gas¦Synthetic gases¦Biogases¦Biogas | PJ/yr. | 2.4014e-05 | 0.00074033 | 4.1798e-05 | 4.0358e-05 | 5.1386e-05 | 0.00047567 | 0.0011269 | 0.00072855 | 0 | 0 | 0 | 0
| SPS1 | CH | Fuel consumption in urban buses¦Motor Gas¦Synthetic gases¦PtG¦PtG gas | PJ/yr. | 0 | 0 | 0 | 0 | 0.02763 | 0.087568 | 0.86114 | 1.0931 | 0 | 0 | 0 | 0
| SPS1 | CH | Fuel consumption in urban buses¦Motor Gas¦Total¦Existing ICE Gas urban buses | PJ/yr. | 0.00031184 | 0.00031975 | 0.00010754 | 0 | 0 | 0 | 0 | 0 | 0 | 0 | 0 | 0
| SPS1 | CH | Fuel consumption in urban buses¦Motor Gas¦Total¦New conventional ICE gas urban buses (Mini) | PJ/yr. | 0 | 0.0038867 | 0.00043816 | 0.00050004 | 0.00043432 | 0.00040183 | 0.0004068 | 0.00030605 | 0 | 0 | 0 | 0
| SPS1 | CH | Fuel consumption in urban buses¦Motor Gas¦Total¦New conventional ICE gas urban buses (Midi) | PJ/yr. | 0 | 0.00043028 | 0.00071247 | 0.00077832 | 0.0006593 | 0.0006319 | 0.00067892 | 0.00050031 | 0 | 0 | 0 | 0
| SPS1 | CH | Fuel consumption in urban buses¦Motor Gas¦Total¦New conventional ICE gas urban buses (Maxi) | PJ/yr. | 0 | 0.0010614 | 0.0019168 | 0.0017553 | 0.00073375 | 0.00076293 | 0.00097305 | 0 | 0 | 0 | 0 | 0
| SPS1 | CH | Fuel consumption in urban buses¦Motor Gas¦Total¦New conventional ICE gas urban buses (Mega) | PJ/yr. | 0 | 0.00033624 | 0.0012881 | 0.0016967 | 0.0016017 | 0.0016553 | 0.0011894 | 0 | 0 | 0 | 0 | 0
| SPS1 | CH | Urban buses mileage | billion km/yr. | 0.29615 | 0.30245 | 0.31149 | 0.32616 | 0.33952 | 0.35396 | 0.36636 | 0.37815 | 0.38852 | 0.39952 | 0.41172 | 0.42577
| SPS1 | CH | Urban buses mileage¦Electricity¦Existing electric urban buses | billion km/yr. | 0.0019543 | 0.001635 | 0.0010313 | 0 | 0 | 0 | 0 | 0 | 0 | 0 | 0 | 0
| SPS1 | CH | Urban buses mileage¦Electricity¦New electric urban buses (Mini) | billion km/yr. | 0.00012612 | 0.0035552 | 0.063526 | 0.11049 | 0.11512 | 0.11999 | 0.12423 | 0.12839 | 0.13192 | 0.13559 | 0.13972 | 0.14423
| SPS1 | CH | Urban buses mileage¦Electricity¦New electric urban buses (Midi) | billion km/yr. | 0.00049884 | 0.001358 | 0.023085 | 0.03997 | 0.041638 | 0.04341 | 0.044902 | 0.04642 | 0.04772 | 0.049079 | 0.050576 | 0.052306
| SPS1 | CH | Urban buses mileage¦Electricity¦New electric urban buses (Maxi) | billion km/yr. | 0.0015805 | 0.003154 | 0.10043 | 0.1741 | 0.18169 | 0.18942 | 0.19606 | 0.20264 | 0.20834 | 0.21426 | 0.2208 | 0.22834
| SPS1 | CH | Urban buses mileage¦Electricity¦New electric urban buses (Mega) | billion km/yr. | 0.00015909 | 0.000258 | 0.00038988 | 0.00017377 | 0.00011299 | 0.00013979 | 0.00013878 | 0.00017805 | 0.00023955 | 0.00032766 | 0.00035159 | 0.00061492
| SPS1 | CH | Urban buses mileage¦Hydrogen¦New fuel cell urban buses (Mini) | billion km/yr. | 0 | 0 | 0 | 3.5071e-05 | 5.9889e-05 | 8.1941e-05 | 8.3411e-05 | 8.2861e-05 | 8.129e-05 | 8.2901e-05 | 8.1236e-05 | 8.399e-05
| SPS1 | CH | Urban buses mileage¦Hydrogen¦New fuel cell urban buses (Midi) | billion km/yr. | 0 | 0 | 0 | 2.9724e-05 | 5.625e-05 | 7.765e-05 | 7.8677e-05 | 7.9522e-05 | 7.8876e-05 | 8.0771e-05 | 7.9533e-05 | 8.2372e-05
| SPS1 | CH | Urban buses mileage¦Hydrogen¦New fuel cell urban buses (Maxi) | billion km/yr. | 0 | 0 | 0 | 3.8044e-05 | 6.1846e-05 | 6.1713e-05 | 8.1775e-05 | 6.3008e-05 | 8.8603e-05 | 6.1521e-05 | 6.3524e-05 | 6.2678e-05
| SPS1 | CH | Urban buses mileage¦Hydrogen¦New fuel cell urban buses (Mega) | billion km/yr. | 0 | 0 | 0 | 2.2696e-05 | 4.5038e-05 | 4.5845e-05 | 4.5299e-05 | 4.5878e-05 | 4.6849e-05 | 4.6028e-05 | 4.7451e-05 | 4.843e-05
| SPS1 | CH | Urban buses mileage¦Motor Diesel¦Total¦New conventional hybrid diesel urban buses (Mini) | billion km/yr. | 0 | 0.019408 | 6.9273e-05 | 6.2891e-05 | 5.89e-05 | 5.7453e-05 | 6.0735e-05 | 3.8213e-05 | 0 | 0 | 0 | 0
| SPS1 | CH | Urban buses mileage¦Motor Diesel¦Total¦New conventional hybrid diesel urban buses (Midi) | billion km/yr. | 0 | 5.242e-05 | 5.2971e-05 | 6.7439e-05 | 6.0495e-05 | 5.9122e-05 | 6.3686e-05 | 3.8292e-05 | 0 | 0 | 0 | 0
| SPS1 | CH | Urban buses mileage¦Motor Diesel¦Total¦New conventional hybrid diesel urban buses (Maxi) | billion km/yr. | 0 | 8.1448e-05 | 5.9864e-05 | 9.1851e-05 | 4.2293e-05 | 4.4936e-05 | 6.079e-05 | 0 | 0 | 0 | 0 | 0
| SPS1 | CH | Urban buses mileage¦Motor Diesel¦Total¦New conventional hybrid diesel urban buses (Mega) | billion km/yr. | 0 | 1.8376e-05 | 2.7709e-05 | 6.3715e-05 | 5.1592e-05 | 5.1362e-05 | 4.5829e-05 | 0 | 0 | 0 | 0 | 0
| SPS1 | CH | Urban buses mileage¦Motor Diesel¦Total¦Existing ICE diesel urban buses | billion km/yr. | 0.24202 | 0.1938 | 0.12111 | 0 | 0 | 0 | 0 | 0 | 0 | 0 | 0 | 0
| SPS1 | CH | Urban buses mileage¦Motor Diesel¦Total¦New conventional ICE diesel urban buses (Mini) | billion km/yr. | 0.00014486 | 0.011561 | 0.00018758 | 0.00017769 | 5.9568e-05 | 5.8214e-05 | 6.2146e-05 | 3.8406e-05 | 0 | 0 | 0 | 0
| SPS1 | CH | Urban buses mileage¦Motor Diesel¦Total¦New conventional ICE diesel urban buses (Midi) | billion km/yr. | 0.0090984 | 0.011418 | 0.00016979 | 0.00020767 | 6.7147e-05 | 6.3406e-05 | 6.9009e-05 | 3.8794e-05 | 0 | 0 | 0 | 0
| SPS1 | CH | Urban buses mileage¦Motor Diesel¦Total¦New conventional ICE diesel urban buses (Maxi) | billion km/yr. | 0.035871 | 0.051878 | 0.00018252 | 0.00022336 | 6.1674e-05 | 5.3287e-05 | 7.2128e-05 | 0 | 0 | 0 | 0 | 0
| SPS1 | CH | Urban buses mileage¦Motor Diesel¦Total¦New conventional ICE diesel urban buses (Mega) | billion km/yr. | 0.0003462 | 0.00011977 | 0.00013646 | 0.00011106 | 8.8571e-05 | 8.4479e-05 | 5.1227e-05 | 0 | 0 | 0 | 0 | 0
| SPS1 | CH | Urban buses mileage¦Motor Gas¦Total¦Existing ICE Gas urban buses | billion km/yr. | 0.004356 | 0.003577 | 0.00075434 | 0 | 0 | 0 | 0 | 0 | 0 | 0 | 0 | 0
| SPS1 | CH | Urban buses mileage¦Motor Gas¦Total¦New conventional ICE gas urban buses (Mini) | billion km/yr. | 0 | 0.00046733 | 5.404e-05 | 6.4179e-05 | 5.9571e-05 | 5.868e-05 | 6.2334e-05 | 4.8029e-05 | 0 | 0 | 0 | 0
| SPS1 | CH | Urban buses mileage¦Motor Gas¦Total¦New conventional ICE gas urban buses (Midi) | billion km/yr. | 0 | 3.6573e-05 | 6.1879e-05 | 7.0205e-05 | 6.3394e-05 | 6.4467e-05 | 7.2803e-05 | 5.4923e-05 | 0 | 0 | 0 | 0
| SPS1 | CH | Urban buses mileage¦Motor Gas¦Total¦New conventional ICE gas urban buses (Maxi) | billion km/yr. | 0 | 5.9884e-05 | 0.0001101 | 0.00010442 | 4.8337e-05 | 5.277e-05 | 6.9074e-05 | 0 | 0 | 0 | 0 | 0
| SPS1 | CH | Urban buses mileage¦Motor Gas¦Total¦New conventional ICE gas urban buses (Mega) | billion km/yr. | 0 | 1.2673e-05 | 4.9692e-05 | 6.7976e-05 | 7.1232e-05 | 7.6432e-05 | 5.7773e-05 | 0 | 0 | 0 | 0 | 0
| SPS1 | CH | Urban buses efficiency | km/MJ | bar: 2020 to 2070
| SPS1 | CH | Urban buses efficiency¦Electricity¦Existing electric urban buses | km/MJ | 4.1906 | 3.3738 | 2.1485 | - | - | - | - | - | - | - | - | -
| SPS1 | CH | Urban buses efficiency¦Electricity¦New electric urban buses (Mini) | km/MJ | 0.37869 | 0.39191 | 0.41178 | 0.44694 | 0.47025 | 0.47331 | 0.49605 | 0.53118 | 0.53789 | 0.54236 | 0.54236 | 0.54236
| SPS1 | CH | Urban buses efficiency¦Electricity¦New electric urban buses (Midi) | km/MJ | 0.27518 | 0.28044 | 0.29853 | 0.30985 | 0.33871 | 0.344 | 0.35791 | 0.38337 | 0.38926 | 0.39242 | 0.39242 | 0.39242
| SPS1 | CH | Urban buses efficiency¦Electricity¦New electric urban buses (Maxi) | km/MJ | 0.18297 | 0.18471 | 0.19899 | 0.20622 | 0.22378 | 0.23138 | 0.24453 | 0.25524 | 0.26109 | 0.26214 | 0.26214 | 0.26214
| SPS1 | CH | Urban buses efficiency¦Electricity¦New electric urban buses (Mega) | km/MJ | 0.12199 | 0.12383 | 0.1263 | 0.13404 | 0.14937 | 0.15674 | 0.16466 | 0.17225 | 0.17548 | 0.17548 | 0.17548 | 0.17548
| SPS1 | CH | Urban buses efficiency¦Hydrogen¦New fuel cell urban buses (Mini) | km/MJ | - | - | - | 0.2344 | 0.24273 | 0.25211 | 0.26873 | 0.28653 | 0.298 | 0.30344 | 0.30344 | 0.30344
| SPS1 | CH | Urban buses efficiency¦Hydrogen¦New fuel cell urban buses (Midi) | km/MJ | - | - | - | 0.1691 | 0.17488 | 0.18158 | 0.19362 | 0.20645 | 0.21487 | 0.21881 | 0.21881 | 0.21881
| SPS1 | CH | Urban buses efficiency¦Hydrogen¦New fuel cell urban buses (Maxi) | km/MJ | - | - | - | 0.11311 | 0.11685 | 0.12526 | 0.13009 | 0.14211 | 0.14428 | 0.14659 | 0.14659 | 0.14659
| SPS1 | CH | Urban buses efficiency¦Hydrogen¦New fuel cell urban buses (Mega) | km/MJ | - | - | - | 0.075897 | 0.078603 | 0.084148 | 0.089802 | 0.095466 | 0.098454 | 0.098454 | 0.098454 | 0.098454
| SPS1 | CH | Urban buses efficiency¦Motor Diesel¦Total¦New conventional hybrid diesel urban buses (Mini) | km/MJ | - | 0.16251 | 0.16617 | 0.17276 | 0.18392 | 0.19558 | 0.20517 | 0.21061 | - | - | - | -
| SPS1 | CH | Urban buses efficiency¦Motor Diesel¦Total¦New conventional hybrid diesel urban buses (Midi) | km/MJ | - | 0.11649 | 0.11889 | 0.12355 | 0.13167 | 0.14 | 0.14683 | 0.15092 | - | - | - | -
| SPS1 | CH | Urban buses efficiency¦Motor Diesel¦Total¦New conventional hybrid diesel urban buses (Maxi) | km/MJ | - | 0.078236 | 0.079801 | 0.082413 | 0.091456 | 0.096261 | 0.098971 | - | - | - | - | -
| SPS1 | CH | Urban buses efficiency¦Motor Diesel¦Total¦New conventional hybrid diesel urban buses (Mega) | km/MJ | - | 0.052751 | 0.054001 | 0.056011 | 0.061757 | 0.06474 | 0.068254 | - | - | - | - | -
| SPS1 | CH | Urban buses efficiency¦Motor Diesel¦Total¦Existing ICE diesel urban buses | km/MJ | 13.9687 | 11.1896 | 7.021 | - | - | - | - | - | - | - | - | -
| SPS1 | CH | Urban buses efficiency¦Motor Diesel¦Total¦New conventional ICE diesel urban buses (Mini) | km/MJ | 0.12392 | 0.12845 | 0.12663 | 0.1287 | 0.14621 | 0.15559 | 0.16306 | 0.1674 | - | - | - | -
| SPS1 | CH | Urban buses efficiency¦Motor Diesel¦Total¦New conventional ICE diesel urban buses (Midi) | km/MJ | 0.087466 | 0.087718 | 0.08907 | 0.090642 | 0.10201 | 0.10835 | 0.1134 | 0.11645 | - | - | - | -
| SPS1 | CH | Urban buses efficiency¦Motor Diesel¦Total¦New conventional ICE diesel urban buses (Maxi) | km/MJ | 0.05795 | 0.05815 | 0.059067 | 0.060731 | 0.069695 | 0.073263 | 0.075152 | - | - | - | - | -
| SPS1 | CH | Urban buses efficiency¦Motor Diesel¦Total¦New conventional ICE diesel urban buses (Mega) | km/MJ | 0.038646 | 0.038969 | 0.039386 | 0.041001 | 0.047291 | 0.048693 | 0.051385 | - | - | - | - | -
| SPS1 | CH | Urban buses efficiency¦Motor Gas¦Total¦Existing ICE Gas urban buses | km/MJ | 13.9687 | 11.187 | 7.0145 | - | - | - | - | - | - | - | - | -
| SPS1 | CH | Urban buses efficiency¦Motor Gas¦Total¦New conventional ICE gas urban buses (Mini) | km/MJ | - | 0.12024 | 0.12333 | 0.12835 | 0.13716 | 0.14603 | 0.15323 | 0.15693 | - | - | - | -
| SPS1 | CH | Urban buses efficiency¦Motor Gas¦Total¦New conventional ICE gas urban buses (Midi) | km/MJ | - | 0.084998 | 0.086852 | 0.090201 | 0.096153 | 0.10202 | 0.10723 | 0.10978 | - | - | - | -
| SPS1 | CH | Urban buses efficiency¦Motor Gas¦Total¦New conventional ICE gas urban buses (Maxi) | km/MJ | - | 0.056422 | 0.057438 | 0.059488 | 0.065877 | 0.069167 | 0.070987 | - | - | - | - | -
| SPS1 | CH | Urban buses efficiency¦Motor Gas¦Total¦New conventional ICE gas urban buses (Mega) | km/MJ | - | 0.037689 | 0.038577 | 0.040062 | 0.044473 | 0.046174 | 0.048574 | - | - | - | - | -
| SPS1 | CH | Fuel consumption in coaches | PJ/yr. | 0.81693 | 0.80947 | 0.53455 | 0.53136 | 0.38259 | 0.36966 | 0.35792 | 0.33162 | 0.33024 | 0.33725 | 0.34663 | 0.35609
| SPS1 | CH | Fuel consumption in coaches¦Electricity | PJ/yr. | 0.0035823 | 0.0091214 | 0.21356 | 0.34777 | 0.36133 | 0.35945 | 0.34271 | 0.32255 | 0.32862 | 0.33582 | 0.34519 | 0.35463
| SPS1 | CH | Fuel consumption in coaches¦Electricity¦Existing electric coaches | PJ/yr. | 0 | 0 | 0 | 0 | 0 | 0 | 0 | 0 | 0 | 0 | 0 | 0
| SPS1 | CH | Fuel consumption in coaches¦Electricity¦New electric coaches (Mini) | PJ/yr. | 0.00060088 | 0.0020988 | 0.071542 | 0.14941 | 0.13808 | 0.13714 | 0.13179 | 0.12275 | 0.12496 | 0.1274 | 0.13088 | 0.134
| SPS1 | CH | Fuel consumption in coaches¦Electricity¦New electric coaches (Midi) | PJ/yr. | 0.0019991 | 0.0044082 | 0.13669 | 0.1872 | 0.17137 | 0.16748 | 0.15948 | 0.14958 | 0.15334 | 0.15666 | 0.16099 | 0.16516
| SPS1 | CH | Fuel consumption in coaches¦Electricity¦New electric coaches (Maxi) | PJ/yr. | 0.00098232 | 0.0022459 | 0.0042585 | 0.0104 | 0.051099 | 0.053863 | 0.050519 | 0.04892 | 0.049151 | 0.050264 | 0.051654 | 0.05299
| SPS1 | CH | Fuel consumption in coaches¦Electricity¦New electric coaches (Mega) | PJ/yr. | 0 | 0.00036846 | 0.0010656 | 0.00076905 | 0.00077998 | 0.00096613 | 0.00091352 | 0.0013031 | 0.0011712 | 0.0014985 | 0.0016619 | 0.0024738
| SPS1 | CH | Fuel consumption in coaches¦Hydrogen | PJ/yr. | 0 | 0 | 0 | 0.00087948 | 0.001589 | 0.0016994 | 0.0017582 | 0.0015029 | 0.001622 | 0.0014229 | 0.0014393 | 0.0014656
| SPS1 | CH | Fuel consumption in coaches¦Hydrogen¦New fuel cell coaches (Mini) | PJ/yr. | 0 | 0 | 0 | 0.0001318 | 0.00020919 | 0.00029674 | 0.00028974 | 0.00027704 | 0.00026178 | 0.00025739 | 0.00025367 | 0.00026121
| SPS1 | CH | Fuel consumption in coaches¦Hydrogen¦New fuel cell coaches (Midi) | PJ/yr. | 0 | 0 | 0 | 0.00019478 | 0.00033349 | 0.00045112 | 0.00041754 | 0.00039504 | 0.00038226 | 0.0003729 | 0.00037428 | 0.00037834
| SPS1 | CH | Fuel consumption in coaches¦Hydrogen¦New fuel cell coaches (Maxi) | PJ/yr. | 0 | 0 | 0 | 0.00028035 | 0.00049321 | 0.00041109 | 0.00056262 | 0.00035119 | 0.00051131 | 0.0003473 | 0.0003439 | 0.00035335
| SPS1 | CH | Fuel consumption in coaches¦Hydrogen¦New fuel cell coaches (Mega) | PJ/yr. | 0 | 0 | 0 | 0.00027254 | 0.00055312 | 0.00054042 | 0.0004883 | 0.00047967 | 0.00046666 | 0.00044534 | 0.00046745 | 0.00047273
| SPS1 | CH | Fuel consumption in coaches¦Motor Diesel | PJ/yr. | 0.81321 | 0.79505 | 0.25386 | 0.11671 | 0.016568 | 0.0053407 | 0.0047953 | 0.0010857 | 0 | 0 | 0 | 0
| SPS1 | CH | Fuel consumption in coaches¦Motor Diesel¦Fossil liquids | PJ/yr. | 0.79314 | 0.77433 | 0.24246 | 0.11038 | 0.01519 | 0.0044466 | 0.002824 | 0 | 0 | 0 | 0 | 0
| SPS1 | CH | Fuel consumption in coaches¦Motor Diesel¦Synthetic liquids | PJ/yr. | 0.020075 | 0.020721 | 0.011393 | 0.0063347 | 0.0013776 | 0.00089412 | 0.0019713 | 0.0010864 | 0 | 0 | 0 | 0
| SPS1 | CH | Fuel consumption in coaches¦Motor Diesel¦Synthetic liquids¦Bioliquids¦Biodiesel | PJ/yr. | 0.020075 | 0.020721 | 0.011393 | 0.0063347 | 0.0013703 | 0.00067749 | 0.0015671 | 0.0010393 | 0 | 0 | 0 | 0
| SPS1 | CH | Fuel consumption in coaches¦Motor Diesel¦Synthetic liquids¦PtL¦PtL Diesel | PJ/yr. | 0 | 0 | 0 | 0 | 7.3633e-06 | 0.00021662 | 0.00040422 | 4.7049e-05 | 0 | 0 | 0 | 0
| SPS1 | CH | Fuel consumption in coaches¦Motor Diesel¦Total¦New conventional hybrid diesel coaches (Mini) | PJ/yr. | 0 | 0.13333 | 0.1065 | 0.00036763 | 0.00028471 | 0.00026591 | 0.00025952 | 0.00018 | 0 | 0 | 0 | 0
| SPS1 | CH | Fuel consumption in coaches¦Motor Diesel¦Total¦New conventional hybrid diesel coaches (Midi) | PJ/yr. | 0 | 0.0013558 | 0.0022313 | 0.0007271 | 0.00040365 | 0.00037873 | 0.0003747 | 0.00027258 | 0 | 0 | 0 | 0
| SPS1 | CH | Fuel consumption in coaches¦Motor Diesel¦Total¦New conventional hybrid diesel coaches (Maxi) | PJ/yr. | 0 | 0.00092159 | 0.0024885 | 0.0029015 | 0.00044995 | 0.00040254 | 0.00058656 | 0 | 0 | 0 | 0 | 0
| SPS1 | CH | Fuel consumption in coaches¦Motor Diesel¦Total¦New conventional hybrid diesel coaches (Mega) | PJ/yr. | 0 | 0.00036736 | 0.00064956 | 0.001209 | 0.00075112 | 0.00073555 | 0.00065056 | 0 | 0 | 0 | 0 | 0
| SPS1 | CH | Fuel consumption in coaches¦Motor Diesel¦Total¦Existing ICE diesel coaches | PJ/yr. | 0.0060251 | 0.0060159 | 0.0059745 | 0 | 0 | 0 | 0 | 0 | 0 | 0 | 0 | 0
| SPS1 | CH | Fuel consumption in coaches¦Motor Diesel¦Total¦New conventional ICE diesel coaches (Mini) | PJ/yr. | 0.11322 | 0.13854 | 0.019517 | 0.0013078 | 0.00035982 | 0.00033584 | 0.0003307 | 0.00024086 | 0 | 0 | 0 | 0
| SPS1 | CH | Fuel consumption in coaches¦Motor Diesel¦Total¦New conventional ICE diesel coaches (Midi) | PJ/yr. | 0.51877 | 0.38771 | 0.02916 | 0.0036981 | 0.00054312 | 0.00050722 | 0.00052007 | 0.00039224 | 0 | 0 | 0 | 0
| SPS1 | CH | Fuel consumption in coaches¦Motor Diesel¦Total¦New conventional ICE diesel coaches (Maxi) | PJ/yr. | 0.15503 | 0.12424 | 0.08443 | 0.10366 | 0.011774 | 0.00069948 | 0.00097511 | 0 | 0 | 0 | 0 | 0
| SPS1 | CH | Fuel consumption in coaches¦Motor Diesel¦Total¦New conventional ICE diesel coaches (Mega) | PJ/yr. | 0.020168 | 0.0025648 | 0.0029038 | 0.0028476 | 0.0020016 | 0.0020155 | 0.0010981 | 0 | 0 | 0 | 0 | 0
| SPS1 | CH | Fuel consumption in coaches¦Motor Gas | PJ/yr. | 0.00013788 | 0.0053028 | 0.067136 | 0.065994 | 0.0031079 | 0.0031657 | 0.0086618 | 0.0064811 | 0 | 0 | 0 | 0
| SPS1 | CH | Fuel consumption in coaches¦Motor Gas¦Fossil gases | PJ/yr. | 0.00012726 | 0.0046522 | 0.066508 | 0.065431 | 0 | 0 | 0 | 0 | 0 | 0 | 0 | 0
| SPS1 | CH | Fuel consumption in coaches¦Motor Gas¦Synthetic gases | PJ/yr. | 1.0618e-05 | 0.00065058 | 0.00062875 | 0.00056304 | 0.025089 | 0.080744 | 2.2994 | 8.7913 | 0 | 0 | 0 | 0
| SPS1 | CH | Fuel consumption in coaches¦Motor Gas¦Synthetic gases¦Biogases¦Biogas | PJ/yr. | 1.0618e-05 | 0.00065058 | 0.00062875 | 0.00056304 | 4.6573e-05 | 0.00043623 | 0.0030052 | 0.0058557 | 0 | 0 | 0 | 0
| SPS1 | CH | Fuel consumption in coaches¦Motor Gas¦Synthetic gases¦PtG¦PtG gas | PJ/yr. | 0 | 0 | 0 | 0 | 0.025042 | 0.080308 | 2.2964 | 8.7854 | 0 | 0 | 0 | 0
| SPS1 | CH | Fuel consumption in coaches¦Motor Gas¦Total¦Existing ICE Gas coaches | PJ/yr. | 0.00013788 | 0.00014073 | 0.00014195 | 0 | 0 | 0 | 0 | 0 | 0 | 0 | 0 | 0
| SPS1 | CH | Fuel consumption in coaches¦Motor Gas¦Total¦New conventional ICE gas coaches (Mini) | PJ/yr. | 0 | 0.002322 | 0.00081159 | 0.00050284 | 0.0003829 | 0.0003583 | 0.00035804 | 0.00030394 | 0 | 0 | 0 | 0
| SPS1 | CH | Fuel consumption in coaches¦Motor Gas¦Total¦New conventional ICE gas coaches (Midi) | PJ/yr. | 0 | 0.00096838 | 0.0022217 | 0.001016 | 0.00056284 | 0.00054033 | 0.0061667 | 0.0061771 | 0 | 0 | 0 | 0
| SPS1 | CH | Fuel consumption in coaches¦Motor Gas¦Total¦New conventional ICE gas coaches (Maxi) | PJ/yr. | 0 | 0.0014999 | 0.062765 | 0.062754 | 0.00075731 | 0.00068623 | 0.00095042 | 0 | 0 | 0 | 0 | 0
| SPS1 | CH | Fuel consumption in coaches¦Motor Gas¦Total¦New conventional ICE gas coaches (Mega) | PJ/yr. | 0 | 0.00037177 | 0.0011965 | 0.0017214 | 0.0014049 | 0.0015809 | 0.0011866 | 0 | 0 | 0 | 0 | 0
| SPS1 | CH | Coaches mileage | billion km/yr. | 0.13145 | 0.13264 | 0.13405 | 0.13614 | 0.1357 | 0.13584 | 0.13628 | 0.1361 | 0.14018 | 0.14427 | 0.14825 | 0.15207
| SPS1 | CH | Coaches mileage¦Electricity¦Existing electric coaches | billion km/yr. | 0 | 0 | 0 | 0 | 0 | 0 | 0 | 0 | 0 | 0 | 0 | 0
| SPS1 | CH | Coaches mileage¦Electricity¦New electric coaches (Mini) | billion km/yr. | 0.00022755 | 0.00081272 | 0.02949 | 0.06482 | 0.064797 | 0.064786 | 0.065 | 0.065077 | 0.06716 | 0.069096 | 0.070983 | 0.072679
| SPS1 | CH | Coaches mileage¦Electricity¦New electric coaches (Midi) | billion km/yr. | 0.00055011 | 0.0012289 | 0.040878 | 0.057324 | 0.057591 | 0.057628 | 0.057132 | 0.057232 | 0.05971 | 0.061477 | 0.063176 | 0.064811
| SPS1 | CH | Coaches mileage¦Electricity¦New electric coaches (Maxi) | billion km/yr. | 0.00017973 | 0.00041731 | 0.00081575 | 0.0021714 | 0.011567 | 0.01234 | 0.012398 | 0.012408 | 0.01282 | 0.013176 | 0.013541 | 0.013891
| SPS1 | CH | Coaches mileage¦Electricity¦New electric coaches (Mega) | billion km/yr. | 0 | 4.6586e-05 | 0.00013808 | 0.00010648 | 0.00011701 | 0.00015242 | 0.00015136 | 0.0002256 | 0.00020551 | 0.00026295 | 0.00029163 | 0.0004341
| SPS1 | CH | Coaches mileage¦Hydrogen¦New fuel cell coaches (Mini) | billion km/yr. | 0 | 0 | 0 | 3.0895e-05 | 5.0796e-05 | 7.4708e-05 | 7.7862e-05 | 7.931e-05 | 7.7962e-05 | 7.8103e-05 | 7.6973e-05 | 7.9262e-05
| SPS1 | CH | Coaches mileage¦Hydrogen¦New fuel cell coaches (Midi) | billion km/yr. | 0 | 0 | 0 | 3.2937e-05 | 5.8333e-05 | 8.1905e-05 | 8.0822e-05 | 8.1511e-05 | 8.2121e-05 | 8.1595e-05 | 8.1898e-05 | 8.2786e-05
| SPS1 | CH | Coaches mileage¦Hydrogen¦New fuel cell coaches (Maxi) | billion km/yr. | 0 | 0 | 0 | 3.171e-05 | 5.7567e-05 | 5.1424e-05 | 7.2916e-05 | 4.9887e-05 | 7.3585e-05 | 5.091e-05 | 5.0413e-05 | 5.1798e-05
| SPS1 | CH | Coaches mileage¦Hydrogen¦New fuel cell coaches (Mega) | billion km/yr. | 0 | 0 | 0 | 2.0685e-05 | 4.3439e-05 | 4.5416e-05 | 4.3838e-05 | 4.5739e-05 | 4.5944e-05 | 4.3845e-05 | 4.6022e-05 | 4.6542e-05
| SPS1 | CH | Coaches mileage¦Motor Diesel¦Total¦New conventional hybrid diesel coaches (Mini) | billion km/yr. | 0 | 0.021668 | 0.01735 | 6.3301e-05 | 5.2373e-05 | 5.1956e-05 | 5.3285e-05 | 3.7838e-05 | 0 | 0 | 0 | 0
| SPS1 | CH | Coaches mileage¦Motor Diesel¦Total¦New conventional hybrid diesel coaches (Midi) | billion km/yr. | 0 | 0.00015794 | 0.00026496 | 8.9375e-05 | 5.3187e-05 | 5.3002e-05 | 5.5085e-05 | 4.1039e-05 | 0 | 0 | 0 | 0
| SPS1 | CH | Coaches mileage¦Motor Diesel¦Total¦New conventional hybrid diesel coaches (Maxi) | billion km/yr. | 0 | 7.2101e-05 | 0.00020076 | 0.00023979 | 4.107e-05 | 3.8794e-05 | 5.7973e-05 | 0 | 0 | 0 | 0 | 0
| SPS1 | CH | Coaches mileage¦Motor Diesel¦Total¦New conventional hybrid diesel coaches (Mega) | billion km/yr. | 0 | 1.9379e-05 | 3.5085e-05 | 6.7429e-05 | 4.6273e-05 | 4.7639e-05 | 4.4406e-05 | 0 | 0 | 0 | 0 | 0
| SPS1 | CH | Coaches mileage¦Motor Diesel¦Total¦Existing ICE diesel coaches | billion km/yr. | 0.059951 | 0.048005 | 0.030016 | 0 | 0 | 0 | 0 | 0 | 0 | 0 | 0 | 0
| SPS1 | CH | Coaches mileage¦Motor Diesel¦Total¦New conventional ICE diesel coaches (Mini) | billion km/yr. | 0.014031 | 0.017243 | 0.0024632 | 0.00016915 | 5.2638e-05 | 5.2227e-05 | 5.3985e-05 | 4.0238e-05 | 0 | 0 | 0 | 0
| SPS1 | CH | Coaches mileage¦Motor Diesel¦Total¦New conventional ICE diesel coaches (Midi) | billion km/yr. | 0.045374 | 0.034053 | 0.0025786 | 0.00033524 | 5.5549e-05 | 5.5009e-05 | 5.9047e-05 | 4.5575e-05 | 0 | 0 | 0 | 0
| SPS1 | CH | Coaches mileage¦Motor Diesel¦Total¦New conventional ICE diesel coaches (Maxi) | billion km/yr. | 0.008984 | 0.0072322 | 0.0049344 | 0.0065758 | 0.00080446 | 5.1209e-05 | 7.3249e-05 | 0 | 0 | 0 | 0 | 0
| SPS1 | CH | Coaches mileage¦Motor Diesel¦Total¦New conventional ICE diesel coaches (Mega) | billion km/yr. | 0.00077942 | 0.00010012 | 0.00011475 | 0.00011663 | 9.4734e-05 | 9.815e-05 | 5.6419e-05 | 0 | 0 | 0 | 0 | 0
| SPS1 | CH | Coaches mileage¦Motor Gas¦Total¦Existing ICE Gas coaches | billion km/yr. | 0.001372 | 0.0011226 | 0.00071212 | 0 | 0 | 0 | 0 | 0 | 0 | 0 | 0 | 0
| SPS1 | CH | Coaches mileage¦Motor Gas¦Total¦New conventional ICE gas coaches (Mini) | billion km/yr. | 0 | 0.0002792 | 9.9856e-05 | 6.4311e-05 | 5.2524e-05 | 5.2297e-05 | 5.4942e-05 | 4.7684e-05 | 0 | 0 | 0 | 0
| SPS1 | CH | Coaches mileage¦Motor Gas¦Total¦New conventional ICE gas coaches (Midi) | billion km/yr. | 0 | 8.2311e-05 | 0.00019336 | 9.115e-05 | 5.4199e-05 | 5.5176e-05 | 0.00068772 | 0.00069049 | 0 | 0 | 0 | 0
| SPS1 | CH | Coaches mileage¦Motor Gas¦Total¦New conventional ICE gas coaches (Maxi) | billion km/yr. | 0 | 8.4626e-05 | 0.0037199 | 0.0037237 | 4.9786e-05 | 4.7436e-05 | 6.7357e-05 | 0 | 0 | 0 | 0 | 0
| SPS1 | CH | Coaches mileage¦Motor Gas¦Total¦New conventional ICE gas coaches (Mega) | billion km/yr. | 0 | 1.4012e-05 | 4.6159e-05 | 6.875e-05 | 6.2355e-05 | 7.3116e-05 | 5.7634e-05 | 0 | 0 | 0 | 0 | 0
| SPS1 | CH | Coaches efficiency | km/MJ | bar: 2020 to 2070
| SPS1 | CH | Coaches efficiency¦Electricity¦Existing electric coaches | km/MJ | bar: 2020 to 2070
| SPS1 | CH | Coaches efficiency¦Electricity¦New electric coaches (Mini) | km/MJ | 0.37869 | 0.38722 | 0.41221 | 0.43385 | 0.46927 | 0.4724 | 0.4932 | 0.53017 | 0.53744 | 0.54236 | 0.54236 | 0.54236
| SPS1 | CH | Coaches efficiency¦Electricity¦New electric coaches (Midi) | km/MJ | 0.27518 | 0.27878 | 0.29905 | 0.30623 | 0.33607 | 0.34408 | 0.35824 | 0.38262 | 0.38941 | 0.39242 | 0.39242 | 0.39242
| SPS1 | CH | Coaches efficiency¦Electricity¦New electric coaches (Maxi) | km/MJ | 0.18297 | 0.18581 | 0.19156 | 0.2088 | 0.22637 | 0.2291 | 0.24541 | 0.25363 | 0.26083 | 0.26214 | 0.26214 | 0.26214
| SPS1 | CH | Coaches efficiency¦Electricity¦New electric coaches (Mega) | km/MJ | - | 0.12643 | 0.12958 | 0.13846 | 0.15001 | 0.15777 | 0.16569 | 0.17312 | 0.17548 | 0.17548 | 0.17548 | 0.17548
| SPS1 | CH | Coaches efficiency¦Hydrogen¦New fuel cell coaches (Mini) | km/MJ | - | - | - | 0.2344 | 0.24282 | 0.25177 | 0.26873 | 0.28627 | 0.29782 | 0.30344 | 0.30344 | 0.30344
| SPS1 | CH | Coaches efficiency¦Hydrogen¦New fuel cell coaches (Midi) | km/MJ | - | - | - | 0.1691 | 0.17492 | 0.18156 | 0.19357 | 0.20633 | 0.21483 | 0.21881 | 0.21881 | 0.21881
| SPS1 | CH | Coaches efficiency¦Hydrogen¦New fuel cell coaches (Maxi) | km/MJ | - | - | - | 0.11311 | 0.11672 | 0.12509 | 0.1296 | 0.14205 | 0.14391 | 0.14659 | 0.14659 | 0.14659
| SPS1 | CH | Coaches efficiency¦Hydrogen¦New fuel cell coaches (Mega) | km/MJ | - | - | - | 0.075897 | 0.078534 | 0.084037 | 0.089778 | 0.095354 | 0.098454 | 0.098454 | 0.098454 | 0.098454
| SPS1 | CH | Coaches efficiency¦Motor Diesel¦Total¦New conventional hybrid diesel coaches (Mini) | km/MJ | - | 0.16251 | 0.16291 | 0.17219 | 0.18395 | 0.19539 | 0.20532 | 0.21021 | - | - | - | -
| SPS1 | CH | Coaches efficiency¦Motor Diesel¦Total¦New conventional hybrid diesel coaches (Midi) | km/MJ | - | 0.11649 | 0.11875 | 0.12292 | 0.13177 | 0.13995 | 0.14701 | 0.15056 | - | - | - | -
| SPS1 | CH | Coaches efficiency¦Motor Diesel¦Total¦New conventional hybrid diesel coaches (Maxi) | km/MJ | - | 0.078236 | 0.080675 | 0.082642 | 0.091278 | 0.096375 | 0.098835 | - | - | - | - | -
| SPS1 | CH | Coaches efficiency¦Motor Diesel¦Total¦New conventional hybrid diesel coaches (Mega) | km/MJ | - | 0.052751 | 0.054013 | 0.055774 | 0.061605 | 0.064766 | 0.068259 | - | - | - | - | -
| SPS1 | CH | Coaches efficiency¦Motor Diesel¦Total¦Existing ICE diesel coaches | km/MJ | 9.9502 | 7.9797 | 5.0239 | - | - | - | - | - | - | - | - | -
| SPS1 | CH | Coaches efficiency¦Motor Diesel¦Total¦New conventional ICE diesel coaches (Mini) | km/MJ | 0.12392 | 0.12446 | 0.12621 | 0.12934 | 0.14629 | 0.15551 | 0.16325 | 0.16706 | - | - | - | -
| SPS1 | CH | Coaches efficiency¦Motor Diesel¦Total¦New conventional ICE diesel coaches (Midi) | km/MJ | 0.087466 | 0.087831 | 0.088429 | 0.090654 | 0.10228 | 0.10845 | 0.11354 | 0.11619 | - | - | - | -
| SPS1 | CH | Coaches efficiency¦Motor Diesel¦Total¦New conventional ICE diesel coaches (Maxi) | km/MJ | 0.05795 | 0.058211 | 0.058444 | 0.063439 | 0.068324 | 0.07321 | 0.075119 | - | - | - | - | -
| SPS1 | CH | Coaches efficiency¦Motor Diesel¦Total¦New conventional ICE diesel coaches (Mega) | km/MJ | 0.038646 | 0.039038 | 0.039519 | 0.040956 | 0.047329 | 0.048698 | 0.051379 | - | - | - | - | -
| SPS1 | CH | Coaches efficiency¦Motor Gas¦Total¦Existing ICE Gas coaches | km/MJ | 9.9502 | 7.9768 | 5.0166 | - | - | - | - | - | - | - | - | -
| SPS1 | CH | Coaches efficiency¦Motor Gas¦Total¦New conventional ICE gas coaches (Mini) | km/MJ | - | 0.12024 | 0.12304 | 0.12789 | 0.13717 | 0.14596 | 0.15345 | 0.15689 | - | - | - | -
| SPS1 | CH | Coaches efficiency¦Motor Gas¦Total¦New conventional ICE gas coaches (Midi) | km/MJ | - | 0.084998 | 0.087035 | 0.089716 | 0.096296 | 0.10211 | 0.11152 | 0.11178 | - | - | - | -
| SPS1 | CH | Coaches efficiency¦Motor Gas¦Total¦New conventional ICE gas coaches (Maxi) | km/MJ | - | 0.056422 | 0.059267 | 0.059339 | 0.065741 | 0.069125 | 0.070871 | - | - | - | - | -
| SPS1 | CH | Coaches efficiency¦Motor Gas¦Total¦New conventional ICE gas coaches (Mega) | km/MJ | - | 0.037689 | 0.038578 | 0.039939 | 0.044386 | 0.04625 | 0.04857 | - | - | - | - | -
| SPS1 | CH | Fuel consumption in trolleybuses | PJ/yr. | 0.28164 | 0.30669 | 0.35079 | 0.44906 | 0.45787 | 0.47069 | 0.47857 | 0.48645 | 0.53042 | 0.56112 | 0.59169 | 0.62178
| SPS1 | CH | Fuel consumption in trolleybuses¦Electricity | PJ/yr. | 0.28164 | 0.30669 | 0.35079 | 0.44906 | 0.45787 | 0.47069 | 0.47857 | 0.48645 | 0.53042 | 0.56112 | 0.59169 | 0.62178
| SPS1 | CH | Fuel consumption in trolleybuses¦Electricity¦Existing trolleybuses | PJ/yr. | 0.28164 | 0.30669 | 0.35079 | 0.44906 | 0.45787 | 0.47069 | 0.47857 | 0.48645 | 0.53042 | 0.56112 | 0.59169 | 0.62178
| SPS1 | CH | Trolleybuses mileage | billion km/yr. | 0.027121 | 0.027782 | 0.028774 | 0.030427 | 0.031024 | 0.031893 | 0.032427 | 0.032961 | 0.03594 | 0.03802 | 0.040091 | 0.04213
| SPS1 | CH | Trolleybuses mileage¦Electricity¦Existing trolleybuses | billion km/yr. | 0.027121 | 0.027782 | 0.028774 | 0.030427 | 0.031024 | 0.031893 | 0.032427 | 0.032961 | 0.03594 | 0.03802 | 0.040091 | 0.04213
| SPS1 | CH | Trolleybuses efficiency | km/MJ | bar: 2020 to 2070
| SPS1 | CH | Trolleybuses efficiency¦Electricity¦Existing trolleybuses | km/MJ | 0.096296 | 0.090588 | 0.082027 | 0.067757 | 0.067757 | 0.067757 | 0.067757 | 0.067757 | 0.067757 | 0.067757 | 0.067757 | 0.067757
| SPS1 | CH | Fuel consumption in trams | PJ/yr. | 0.58773 | 0.61504 | 0.65847 | 0.73827 | 0.75646 | 0.77351 | 0.78633 | 0.79915 | 0.83907 | 0.86191 | 0.88464 | 0.90719
| SPS1 | CH | Fuel consumption in trams¦Electricity | PJ/yr. | 0.58773 | 0.61504 | 0.65847 | 0.73827 | 0.75646 | 0.77351 | 0.78633 | 0.79915 | 0.83907 | 0.86191 | 0.88464 | 0.90719
| SPS1 | CH | Fuel consumption in trams¦Electricity¦Existing trams | PJ/yr. | 0.58773 | 0.61504 | 0.65847 | 0.73827 | 0.75646 | 0.77351 | 0.78633 | 0.79915 | 0.83907 | 0.86191 | 0.88464 | 0.90719
| SPS1 | CH | Trams mileage | billion km/yr. | 0.033478 | 0.034239 | 0.03538 | 0.037281 | 0.0382 | 0.039061 | 0.039709 | 0.040356 | 0.042372 | 0.043525 | 0.044673 | 0.045812
| SPS1 | CH | Trams mileage¦Electricity¦Existing trams | billion km/yr. | 0.033478 | 0.034239 | 0.03538 | 0.037281 | 0.0382 | 0.039061 | 0.039709 | 0.040356 | 0.042372 | 0.043525 | 0.044673 | 0.045812
| SPS1 | CH | Trams efficiency | km/MJ | bar: 2020 to 2070
| SPS1 | CH | Trams efficiency¦Electricity¦Existing trams | km/MJ | 0.056962 | 0.055669 | 0.05373 | 0.050499 | 0.050499 | 0.050499 | 0.050499 | 0.050499 | 0.050499 | 0.050499 | 0.050499 | 0.050499
| SPS1 | CH | Fuel consumption in motorised two wheelers | PJ/yr. | 2.3863 | 0.67497 | 0.64721 | 0.70425 | 1.0447 | 0.89884 | 0.47946 | 0.18478 | 0.18728 | 0.19033 | 0.18773 | 0.19819
| SPS1 | CH | Fuel consumption in motorised two wheelers¦Electricity | PJ/yr. | 0.0049757 | 0.10694 | 0.10949 | 0.096828 | 0.0083621 | 0.030257 | 0.10525 | 0.16209 | 0.15711 | 0.15263 | 0.15037 | 0.14621
| SPS1 | CH | Fuel consumption in motorised two wheelers¦Electricity¦New electric two wheelers (4kW) | PJ/yr. | 0.0034891 | 0.10447 | 0.10587 | 0.092784 | 0.003714 | 0.024992 | 0.099726 | 0.15546 | 0.14945 | 0.1434 | 0.14057 | 0.134
| SPS1 | CH | Fuel consumption in motorised two wheelers¦Electricity¦New electric two wheelers (11kW) | PJ/yr. | 0.0006587 | 0.0010737 | 0.0014949 | 0.0015737 | 0.0012962 | 0.0013525 | 0.0017611 | 0.0022742 | 0.0025348 | 0.0032702 | 0.0031326 | 0.0042883
| SPS1 | CH | Fuel consumption in motorised two wheelers¦Electricity¦New electric two wheelers (25kW) | PJ/yr. | 0.00045542 | 0.00076995 | 0.0011952 | 0.0013744 | 0.0019079 | 0.0020657 | 0.0018256 | 0.0023368 | 0.0027477 | 0.0031846 | 0.0036326 | 0.0042697
| SPS1 | CH | Fuel consumption in motorised two wheelers¦Electricity¦New electric two wheelers (50kW) | PJ/yr. | 0.00037253 | 0.00062471 | 0.00092513 | 0.0010954 | 0.001444 | 0.0018473 | 0.0019336 | 0.0020139 | 0.0023797 | 0.0027673 | 0.0030415 | 0.0036458
| SPS1 | CH | Fuel consumption in motorised two wheelers¦Hydrogen | PJ/yr. | 0 | 0 | 0 | 0.0005296 | 0.0015317 | 0.002572 | 0.0037186 | 0.0053916 | 0.0073041 | 0.0092928 | 0.0097955 | 0.013193
| SPS1 | CH | Fuel consumption in motorised two wheelers¦Hydrogen¦New fuel cell two wheelers (4kW) | PJ/yr. | 0 | 0 | 0 | 0.00015943 | 0.00052057 | 0.00090838 | 0.0013531 | 0.0020411 | 0.0031029 | 0.0039692 | 0.0038946 | 0.0054914
| SPS1 | CH | Fuel consumption in motorised two wheelers¦Hydrogen¦New fuel cell two wheelers (11kW) | PJ/yr. | 0 | 0 | 0 | 0.0001461 | 0.0003983 | 0.00064469 | 0.00088079 | 0.0012017 | 0.0014776 | 0.0019873 | 0.0019803 | 0.0028119
| SPS1 | CH | Fuel consumption in motorised two wheelers¦Hydrogen¦New fuel cell two wheelers (25kW) | PJ/yr. | 0 | 0 | 0 | 0.00013199 | 0.00037929 | 0.00061856 | 0.00087295 | 0.0012128 | 0.0015392 | 0.0018719 | 0.00222 | 0.0027288
| SPS1 | CH | Fuel consumption in motorised two wheelers¦Hydrogen¦New fuel cell two wheelers (50kW) | PJ/yr. | 0 | 0 | 0 | 9.2085e-05 | 0.00023359 | 0.00040041 | 0.00061179 | 0.00093592 | 0.0011845 | 0.0014644 | 0.0017005 | 0.0021611
| SPS1 | CH | Fuel consumption in motorised two wheelers¦Motor Gasoline | PJ/yr. | 2.3813 | 0.56802 | 0.53772 | 0.6069 | 1.0348 | 0.86601 | 0.37049 | 0.0173 | 0.02286 | 0.028411 | 0.027558 | 0.038792
| SPS1 | CH | Fuel consumption in motorised two wheelers¦Motor Gasoline¦Fossil liquids | PJ/yr. | 2.2509 | 0.53693 | 0.50828 | 0.57366 | 0.96384 | 0.61122 | 0.27765 | 0 | 0 | 0 | 0 | 0
| SPS1 | CH | Fuel consumption in motorised two wheelers¦Motor Gasoline¦Synthetic liquids | PJ/yr. | 0.13036 | 0.031096 | 0.029435 | 0.033236 | 0.071008 | 0.25479 | 0.092844 | 0.017395 | 0.022914 | 0.028501 | 0.02764 | 0.038903
| SPS1 | CH | Fuel consumption in motorised two wheelers¦Motor Gasoline¦Synthetic liquids¦Bioliquids¦Ethanol | PJ/yr. | 0.13036 | 0.031096 | 0.029435 | 0.033236 | 0.071008 | 0.048057 | 0.021359 | 0.010979 | 0.019367 | 0.022333 | 0.022145 | 0.031863
| SPS1 | CH | Fuel consumption in motorised two wheelers¦Motor Gasoline¦Synthetic liquids¦PtL¦PtL Gasoline | PJ/yr. | 0 | 0 | 0 | 0 | 0 | 0.20674 | 0.071485 | 0.0064159 | 0.0035474 | 0.0061684 | 0.0054952 | 0.0070398
| SPS1 | CH | Fuel consumption in motorised two wheelers¦Motor Gasoline¦Total¦Existing gasoline two wheelers | PJ/yr. | 1.9401 | 0.040652 | 0.0069743 | 0.0069239 | 0 | 0 | 0 | 0 | 0 | 0 | 0 | 0
| SPS1 | CH | Fuel consumption in motorised two wheelers¦Motor Gasoline¦Total¦New gasoline two wheelers (4kW) | PJ/yr. | 0.043338 | 0.26477 | 0.26962 | 0.34761 | 0.87063 | 0.77096 | 0.35063 | 0.010134 | 0.014224 | 0.018095 | 0.016096 | 0.023453
| SPS1 | CH | Fuel consumption in motorised two wheelers¦Motor Gasoline¦Total¦New gasoline two wheelers (11kW) | PJ/yr. | 0.10899 | 0.11808 | 0.11775 | 0.1048 | 0.0132 | 0.0027205 | 0.0026454 | 0.0024004 | 0.0029294 | 0.0038625 | 0.0040587 | 0.0058392
| SPS1 | CH | Fuel consumption in motorised two wheelers¦Motor Gasoline¦Total¦New gasoline two wheelers (25kW) | PJ/yr. | 0.17553 | 0.097481 | 0.096732 | 0.099082 | 0.10046 | 0.044014 | 0.0025651 | 0.0026358 | 0.003218 | 0.0036168 | 0.0042486 | 0.0054831
| SPS1 | CH | Fuel consumption in motorised two wheelers¦Motor Gasoline¦Total¦New gasoline two wheelers (50kW) | PJ/yr. | 0.11338 | 0.047039 | 0.046639 | 0.048477 | 0.05056 | 0.048321 | 0.014652 | 0.0021299 | 0.0024878 | 0.0028372 | 0.0031552 | 0.0040169
| SPS1 | CH | Motorised two wheelers mileage | Billion km/yr. | 1.9498 | 1.9523 | 1.9558 | 1.9616 | 1.9647 | 1.969 | 1.9447 | 1.9203 | 1.8788 | 1.8369 | 1.8027 | 1.7696
| SPS1 | CH | Motorised two wheelers mileage¦Electricity¦New electric two wheelers (4kW) | Billion km/yr. | 0.038725 | 1.1653 | 1.1812 | 1.0353 | 0.042294 | 0.29085 | 1.1719 | 1.8414 | 1.7764 | 1.7085 | 1.6747 | 1.5965
| SPS1 | CH | Motorised two wheelers mileage¦Electricity¦New electric two wheelers (11kW) | Billion km/yr. | 0.0041396 | 0.0067613 | 0.009442 | 0.0099672 | 0.0083541 | 0.0088609 | 0.011635 | 0.015205 | 0.017064 | 0.022063 | 0.021134 | 0.028932
| SPS1 | CH | Motorised two wheelers mileage¦Electricity¦New electric two wheelers (25kW) | Billion km/yr. | 0.0018627 | 0.0031573 | 0.0049219 | 0.0056823 | 0.0079604 | 0.0087295 | 0.0078754 | 0.010202 | 0.01209 | 0.014104 | 0.016125 | 0.018953
| SPS1 | CH | Motorised two wheelers mileage¦Electricity¦New electric two wheelers (50kW) | Billion km/yr. | 0.0014026 | 0.0023588 | 0.0035078 | 0.0041749 | 0.0055516 | 0.0071668 | 0.0076264 | 0.0081295 | 0.0096847 | 0.011341 | 0.01252 | 0.015035
| SPS1 | CH | Motorised two wheelers mileage¦Hydrogen¦New fuel cell two wheelers (4kW) | Billion km/yr. | 0 | 0 | 0 | 0.0007396 | 0.0024419 | 0.004317 | 0.0065168 | 0.010001 | 0.015297 | 0.019598 | 0.01923 | 0.027115
| SPS1 | CH | Motorised two wheelers mileage¦Hydrogen¦New fuel cell two wheelers (11kW) | Billion km/yr. | 0 | 0 | 0 | 0.00039459 | 0.001086 | 0.0017758 | 0.0024571 | 0.0034014 | 0.0042188 | 0.0056896 | 0.0056695 | 0.0080503
| SPS1 | CH | Motorised two wheelers mileage¦Hydrogen¦New fuel cell two wheelers (25kW) | Billion km/yr. | 0 | 0 | 0 | 0.00023239 | 0.00067489 | 0.0011099 | 0.0015833 | 0.0022312 | 0.0028586 | 0.0035016 | 0.004163 | 0.0051171
| SPS1 | CH | Motorised two wheelers mileage¦Hydrogen¦New fuel cell two wheelers (50kW) | Billion km/yr. | 0 | 0 | 0 | 0.00014384 | 0.00036898 | 0.00063927 | 0.00098806 | 0.001532 | 0.0019595 | 0.0024415 | 0.0028482 | 0.0036263
| SPS1 | CH | Motorised two wheelers mileage¦Motor Gasoline¦Existing gasoline two wheelers | Billion km/yr. | 1.4961 | 0.032002 | 0.0056586 | 0.0058959 | 0 | 0 | 0 | 0 | 0 | 0 | 0 | 0
| SPS1 | CH | Motorised two wheelers mileage¦Motor Gasoline¦New gasoline two wheelers (4kW) | Billion km/yr. | 0.082684 | 0.50927 | 0.51878 | 0.67804 | 1.7734 | 1.5773 | 0.71889 | 0.021514 | 0.031069 | 0.039596 | 0.035222 | 0.051322
| SPS1 | CH | Motorised two wheelers mileage¦Motor Gasoline¦New gasoline two wheelers (11kW) | Billion km/yr. | 0.12019 | 0.1304 | 0.13005 | 0.11583 | 0.014772 | 0.0032105 | 0.0031829 | 0.0029572 | 0.0036672 | 0.0048573 | 0.0051041 | 0.0073432
| SPS1 | CH | Motorised two wheelers mileage¦Motor Gasoline¦New gasoline two wheelers (25kW) | Billion km/yr. | 0.12803 | 0.071255 | 0.070715 | 0.072452 | 0.073496 | 0.032307 | 0.0020204 | 0.0021231 | 0.0026321 | 0.0029955 | 0.003532 | 0.0045584
| SPS1 | CH | Motorised two wheelers mileage¦Motor Gasoline¦New gasoline two wheelers (50kW) | Billion km/yr. | 0.076623 | 0.031831 | 0.031565 | 0.032819 | 0.034248 | 0.032761 | 0.010023 | 0.0015822 | 0.0018796 | 0.0021696 | 0.0024301 | 0.0031019
| SPS1 | CH | Motorised two wheelers efficiency | km/MJ | bar: 2020 to 2070
| SPS1 | CH | Motorised two wheelers efficiency¦Electricity¦New electric two wheelers (4kW) | km/MJ | 11.0989 | 11.1538 | 11.1564 | 11.1577 | 11.3879 | 11.6379 | 11.751 | 11.8448 | 11.8862 | 11.9139 | 11.9139 | 11.9139
| SPS1 | CH | Motorised two wheelers efficiency¦Electricity¦New electric two wheelers (11kW) | km/MJ | 6.2845 | 6.2969 | 6.3162 | 6.3337 | 6.4449 | 6.5516 | 6.6066 | 6.6859 | 6.7319 | 6.7466 | 6.7466 | 6.7466
| SPS1 | CH | Motorised two wheelers efficiency¦Electricity¦New electric two wheelers (25kW) | km/MJ | 4.0901 | 4.1007 | 4.118 | 4.1344 | 4.1724 | 4.2259 | 4.3139 | 4.3657 | 4.4 | 4.4289 | 4.439 | 4.439
| SPS1 | CH | Motorised two wheelers efficiency¦Electricity¦New electric two wheelers (50kW) | km/MJ | 3.7651 | 3.7759 | 3.7917 | 3.8114 | 3.8446 | 3.8795 | 3.9442 | 4.0366 | 4.0697 | 4.0984 | 4.1163 | 4.1238
| SPS1 | CH | Motorised two wheelers efficiency¦Hydrogen¦New fuel cell two wheelers (4kW) | km/MJ | - | - | - | 4.6391 | 4.6909 | 4.7524 | 4.8162 | 4.8999 | 4.9299 | 4.9376 | 4.9376 | 4.9376
| SPS1 | CH | Motorised two wheelers efficiency¦Hydrogen¦New fuel cell two wheelers (11kW) | km/MJ | - | - | - | 2.7009 | 2.7266 | 2.7544 | 2.7897 | 2.8304 | 2.8552 | 2.8629 | 2.8629 | 2.8629
| SPS1 | CH | Motorised two wheelers efficiency¦Hydrogen¦New fuel cell two wheelers (25kW) | km/MJ | - | - | - | 1.7606 | 1.7794 | 1.7944 | 1.8138 | 1.8397 | 1.8572 | 1.8706 | 1.8752 | 1.8752
| SPS1 | CH | Motorised two wheelers efficiency¦Hydrogen¦New fuel cell two wheelers (50kW) | km/MJ | - | - | - | 1.562 | 1.5796 | 1.5966 | 1.615 | 1.6369 | 1.6543 | 1.6672 | 1.6749 | 1.678
| SPS1 | CH | Motorised two wheelers efficiency¦Motor Gasoline¦Total¦Existing gasoline two wheelers | km/MJ | 0.77117 | 0.78724 | 0.81135 | 0.85153 | - | - | - | - | - | - | - | -
| SPS1 | CH | Motorised two wheelers efficiency¦Motor Gasoline¦Total¦New gasoline two wheelers (4kW) | km/MJ | 1.9079 | 1.9234 | 1.9241 | 1.9506 | 2.037 | 2.0458 | 2.0503 | 2.1229 | 2.1842 | 2.1883 | 2.1883 | 2.1883
| SPS1 | CH | Motorised two wheelers efficiency¦Motor Gasoline¦Total¦New gasoline two wheelers (11kW) | km/MJ | 1.1028 | 1.1043 | 1.1044 | 1.1052 | 1.1191 | 1.1801 | 1.2032 | 1.232 | 1.2519 | 1.2576 | 1.2576 | 1.2576
| SPS1 | CH | Motorised two wheelers efficiency¦Motor Gasoline¦Total¦New gasoline two wheelers (25kW) | km/MJ | 0.72943 | 0.73096 | 0.73104 | 0.73124 | 0.73162 | 0.73403 | 0.78763 | 0.80547 | 0.81795 | 0.82824 | 0.83135 | 0.83135
| SPS1 | CH | Motorised two wheelers efficiency¦Motor Gasoline¦Total¦New gasoline two wheelers (50kW) | km/MJ | 0.6758 | 0.67671 | 0.67679 | 0.67701 | 0.67738 | 0.67798 | 0.68403 | 0.74286 | 0.75549 | 0.76471 | 0.77018 | 0.77223
| SPS1 | CH | Fuel consumption in light duty vehicles | PJ/yr. | 16.7204 | 15.545 | 10.4667 | 10.0801 | 7.6835 | 7.3597 | 7.6659 | 7.9728 | 8.3461 | 8.8705 | 9.4527 | 10.0926
| SPS1 | CH | Fuel consumption in light duty vehicles¦Electricity | PJ/yr. | 0.074732 | 0.24159 | 3.863 | 3.9242 | 6.3459 | 7.3582 | 7.6658 | 7.9726 | 8.346 | 8.8704 | 9.4525 | 10.0925
| SPS1 | CH | Fuel consumption in light duty vehicles¦Electricity¦Existing electric light duty vehicles | PJ/yr. | 0.040069 | 0.034222 | 0.02642 | 0.012841 | 0 | 0 | 0 | 0 | 0 | 0 | 0 | 0
| SPS1 | CH | Fuel consumption in light duty vehicles¦Electricity¦New electric light duty vehicles | PJ/yr. | 0.034663 | 0.20736 | 3.8366 | 3.9113 | 6.3459 | 7.3582 | 7.6658 | 7.9726 | 8.346 | 8.8704 | 9.4525 | 10.0925
| SPS1 | CH | Fuel consumption in light duty vehicles¦Hydrogen | PJ/yr. | 0 | 0.00026059 | 0.00037289 | 0.00018034 | 0.00016626 | 0.00015364 | 0.0001486 | 0.00014326 | 0.00014173 | 0.00014072 | 0.00014113 | 0.0001526
| SPS1 | CH | Fuel consumption in light duty vehicles¦Hydrogen¦New fuel cell electric light duty vehicles | PJ/yr. | 0 | 0.00026059 | 0.00037289 | 0.00018034 | 0.00016626 | 0.00015364 | 0.0001486 | 0.00014326 | 0.00014173 | 0.00014072 | 0.00014113 | 0.0001526
| SPS1 | CH | Fuel consumption in light duty vehicles¦Motor Gasoline | PJ/yr. | 1.0965 | 2.3409 | 0.77264 | 1.0593 | 0.86563 | 0.00048986 | 0 | 0 | 0 | 0 | 0 | 0
| SPS1 | CH | Fuel consumption in light duty vehicles¦Motor Gasoline¦Fossil liquids | PJ/yr. | 1.0364 | 2.2127 | 0.73034 | 1.0013 | 0.80624 | 0.00034573 | 0 | 0 | 0 | 0 | 0 | 0
| SPS1 | CH | Fuel consumption in light duty vehicles¦Motor Gasoline¦Synthetic liquids | PJ/yr. | 0.060024 | 0.12815 | 0.042295 | 0.058013 | 0.059397 | 0.00014412 | 0 | 0 | 0 | 0 | 0 | 0
| SPS1 | CH | Fuel consumption in light duty vehicles¦Motor Gasoline¦Synthetic liquids¦Bioliquids¦Ethanol | PJ/yr. | 0.060024 | 0.12815 | 0.042295 | 0.058013 | 0.059397 | 2.7183e-05 | 0 | 0 | 0 | 0 | 0 | 0
| SPS1 | CH | Fuel consumption in light duty vehicles¦Motor Gasoline¦Synthetic liquids¦PtL¦PtL Gasoline | PJ/yr. | 0 | 0 | 0 | 0 | 0 | 0.00011694 | 0 | 0 | 0 | 0 | 0 | 0
| SPS1 | CH | Fuel consumption in light duty vehicles¦Motor Gasoline¦Total¦Existing gasoline light duty vehicles | PJ/yr. | 0.7256 | 1.7638 | 0.54168 | 0.27307 | 0 | 0 | 0 | 0 | 0 | 0 | 0 | 0
| SPS1 | CH | Fuel consumption in light duty vehicles¦Motor Gasoline¦Total¦New gasoline light duty vehicles | PJ/yr. | 0.37087 | 0.57707 | 0.23096 | 0.78626 | 0.86563 | 0.00048986 | 0 | 0 | 0 | 0 | 0 | 0
| SPS1 | CH | Fuel consumption in light duty vehicles¦Motor Diesel | PJ/yr. | 15.5243 | 12.9371 | 5.7962 | 5.096 | 0.47174 | 0.00089479 | 0 | 0 | 0 | 0 | 0 | 0
| SPS1 | CH | Fuel consumption in light duty vehicles¦Motor Diesel¦Fossil liquids | PJ/yr. | 15.1411 | 12.5999 | 5.536 | 4.8194 | 0.43251 | 0.00074499 | 0 | 0 | 0 | 0 | 0 | 0
| SPS1 | CH | Fuel consumption in light duty vehicles¦Motor Diesel¦Synthetic liquids | PJ/yr. | 0.38323 | 0.33718 | 0.26014 | 0.27659 | 0.039225 | 0.0001498 | 0 | 0 | 0 | 0 | 0 | 0
| SPS1 | CH | Fuel consumption in light duty vehicles¦Motor Diesel¦Synthetic liquids¦Bioliquids¦Biodiesel | PJ/yr. | 0.38323 | 0.33718 | 0.26014 | 0.27659 | 0.039015 | 0.00011351 | 0 | 0 | 0 | 0 | 0 | 0
| SPS1 | CH | Fuel consumption in light duty vehicles¦Motor Diesel¦Synthetic liquids¦PtL¦PtL Diesel | PJ/yr. | 0 | 0 | 0 | 0 | 0.00020965 | 3.6294e-05 | 0 | 0 | 0 | 0 | 0 | 0
| SPS1 | CH | Fuel consumption in light duty vehicles¦Motor Diesel¦Total¦Existing ICE diesel light duty vehicles | PJ/yr. | 11.103 | 7.4568 | 2.7255 | 2.7399 | 0 | 0 | 0 | 0 | 0 | 0 | 0 | 0
| SPS1 | CH | Fuel consumption in light duty vehicles¦Motor Diesel¦Total¦New ICE diesel light duty vehicles | PJ/yr. | 4.4213 | 5.248 | 2.9041 | 1.8694 | 0.0092476 | 0.00047471 | 0 | 0 | 0 | 0 | 0 | 0
| SPS1 | CH | Fuel consumption in light duty vehicles¦Motor Diesel¦Total¦New hybrid diesel light duty vehicles | PJ/yr. | 0 | 0.23226 | 0.16661 | 0.48675 | 0.46249 | 0.00042008 | 0 | 0 | 0 | 0 | 0 | 0
| SPS1 | CH | Fuel consumption in light duty vehicles¦Motor Gas | PJ/yr. | 0.024833 | 0.025234 | 0.034565 | 0.00043261 | 0.00010272 | 0 | 0 | 0 | 0 | 0 | 0 | 0
| SPS1 | CH | Fuel consumption in light duty vehicles¦Motor Gas¦Fossil gases | PJ/yr. | 0.022921 | 0.022138 | 0.034241 | 0.00042892 | 0 | 0 | 0 | 0 | 0 | 0 | 0 | 0
| SPS1 | CH | Fuel consumption in light duty vehicles¦Motor Gas¦Synthetic gases | PJ/yr. | 0.0019123 | 0.0030959 | 0.00032371 | 3.6909e-06 | 0.0008292 | 0 | 0 | 0 | 0 | 0 | 0 | 0
| SPS1 | CH | Fuel consumption in light duty vehicles¦Motor Gas¦Synthetic gases¦Biogases¦Biogas | PJ/yr. | 0.0019123 | 0.0030959 | 0.00032371 | 3.6909e-06 | 1.5393e-06 | 0 | 0 | 0 | 0 | 0 | 0 | 0
| SPS1 | CH | Fuel consumption in light duty vehicles¦Motor Gas¦Synthetic gases¦PtG¦PtG gas | PJ/yr. | 0 | 0 | 0 | 0 | 0.00082766 | 0 | 0 | 0 | 0 | 0 | 0 | 0
| SPS1 | CH | Fuel consumption in light duty vehicles¦Motor Gas¦Total¦New ICE Gas light duty vehicles | PJ/yr. | 0.024833 | 0.025234 | 0.034565 | 0.00043261 | 0.00010272 | 0 | 0 | 0 | 0 | 0 | 0 | 0
| SPS1 | CH | Mileage in light duty vehicles | Billion km/yr. | 4.7796 | 4.7705 | 4.7159 | 4.6625 | 4.8442 | 5.0142 | 5.2232 | 5.4323 | 5.6867 | 6.044 | 6.4407 | 6.8767
| SPS1 | CH | Mileage in light duty vehicles¦Electricity¦Existing electric light duty vehicles | Billion km/yr. | 0.027616 | 0.023807 | 0.018633 | 0.0090564 | 0 | 0 | 0 | 0 | 0 | 0 | 0 | 0
| SPS1 | CH | Mileage in light duty vehicles¦Electricity¦New electric light duty vehicles | Billion km/yr. | 0.023618 | 0.14129 | 2.6141 | 2.665 | 4.3238 | 5.0136 | 5.2231 | 5.4322 | 5.6866 | 6.0439 | 6.4406 | 6.8766
| SPS1 | CH | Mileage in light duty vehicles¦Hydrogen¦New fuel cell electric light duty vehicles | Billion km/yr. | 0 | 0.0001212 | 0.00017601 | 8.8866e-05 | 8.7259e-05 | 8.5357e-05 | 8.5329e-05 | 8.4813e-05 | 8.5151e-05 | 8.5105e-05 | 8.5354e-05 | 9.2296e-05
| SPS1 | CH | Mileage in light duty vehicles¦Motor Gasoline¦Total¦Existing gasoline light duty vehicles | Billion km/yr. | 0.20141 | 0.49416 | 0.15386 | 0.077567 | 0 | 0 | 0 | 0 | 0 | 0 | 0 | 0
| SPS1 | CH | Mileage in light duty vehicles¦Motor Gasoline¦Total¦New gasoline light duty vehicles | Billion km/yr. | 0.13026 | 0.20269 | 0.08112 | 0.27616 | 0.30404 | 0.00017205 | 0 | 0 | 0 | 0 | 0 | 0
| SPS1 | CH | Mileage in light duty vehicles¦Motor Diesel¦Total¦Existing ICE diesel light duty vehicles | Billion km/yr. | 2.8761 | 1.998 | 0.76664 | 0.77069 | 0 | 0 | 0 | 0 | 0 | 0 | 0 | 0
| SPS1 | CH | Mileage in light duty vehicles¦Motor Diesel¦Total¦New ICE diesel light duty vehicles | Billion km/yr. | 1.5126 | 1.7954 | 0.99353 | 0.63955 | 0.0031637 | 0.00016241 | 0 | 0 | 0 | 0 | 0 | 0
| SPS1 | CH | Mileage in light duty vehicles¦Motor Diesel¦Total¦New hybrid diesel light duty vehicles | Billion km/yr. | 0 | 0.10702 | 0.076769 | 0.22428 | 0.2131 | 0.00019356 | 0 | 0 | 0 | 0 | 0 | 0
| SPS1 | CH | Mileage in light duty vehicles¦Motor Gas¦Total¦New ICE Gas light duty vehicles | Billion km/yr. | 0.0079609 | 0.0080895 | 0.011081 | 0.00013868 | 3.2929e-05 | 0 | 0 | 0 | 0 | 0 | 0 | 0
| SPS1 | CH | Efficiency in light duty vehicles | km/PJ | bar: 2020 to 2070
| SPS1 | CH | Efficiency in light duty vehicles¦Electricity¦Existing electric light duty vehicles | km/PJ | 0.68922 | 0.69565 | 0.70528 | 0.70528 | - | - | - | - | - | - | - | -
| SPS1 | CH | Efficiency in light duty vehicles¦Electricity¦New electric light duty vehicles | km/PJ | 0.68136 | 0.68136 | 0.68136 | 0.68136 | 0.68136 | 0.68136 | 0.68136 | 0.68136 | 0.68136 | 0.68136 | 0.68136 | 0.68136
| SPS1 | CH | Efficiency in light duty vehicles¦Hydrogen¦New fuel cell electric light duty vehicles | km/PJ | - | 0.4651 | 0.47201 | 0.49278 | 0.52484 | 0.55556 | 0.57422 | 0.592 | 0.6008 | 0.6048 | 0.6048 | 0.6048
| SPS1 | CH | Efficiency in light duty vehicles¦Motor Gasoline¦Total¦Existing gasoline light duty vehicles | km/PJ | 0.27758 | 0.28017 | 0.28405 | 0.28405 | - | - | - | - | - | - | - | -
| SPS1 | CH | Efficiency in light duty vehicles¦Motor Gasoline¦Total¦New gasoline light duty vehicles | km/PJ | 0.35123 | 0.35123 | 0.35123 | 0.35123 | 0.35123 | 0.35123 | - | - | - | - | - | -
| SPS1 | CH | Efficiency in light duty vehicles¦Motor Diesel¦Total¦Existing ICE diesel light duty vehicles | km/PJ | 0.25904 | 0.26794 | 0.28129 | 0.28129 | - | - | - | - | - | - | - | -
| SPS1 | CH | Efficiency in light duty vehicles¦Motor Diesel¦Total¦New ICE diesel light duty vehicles | km/PJ | 0.34211 | 0.34211 | 0.34211 | 0.34211 | 0.34211 | 0.34211 | - | - | - | - | - | -
| SPS1 | CH | Efficiency in light duty vehicles¦Motor Diesel¦Total¦New hybrid diesel light duty vehicles | km/PJ | - | 0.46077 | 0.46077 | 0.46077 | 0.46077 | 0.46077 | - | - | - | - | - | -
| SPS1 | CH | Efficiency in light duty vehicles¦Motor Gas¦Total¦New ICE Gas light duty vehicles | km/PJ | 0.32058 | 0.32058 | 0.32058 | 0.32058 | 0.32058 | - | - | - | - | - | - | -
| SPS1 | CH | Fuel consumption in heavy duty vehicles | PJ/yr. | 24.4837 | 23.0645 | 9.0496 | 10.888 | 13.4355 | 13.3984 | 8.4786 | 8.1786 | 8.2884 | 8.5772 | 8.8826 | 9.2304
| SPS1 | CH | Fuel consumption in heavy duty vehicles¦Electricity | PJ/yr. | 0.009692 | 0.059006 | 7.5953 | 5.5201 | 1.5954 | 2.2667 | 7.5309 | 8.1717 | 8.2869 | 8.5758 | 8.8812 | 9.2288
| SPS1 | CH | Fuel consumption in heavy duty vehicles¦Electricity¦Existing electric heavy duty vehicles | PJ/yr. | 0 | 0 | 0 | 0 | 0 | 0 | 0 | 0 | 0 | 0 | 0 | 0
| SPS1 | CH | Fuel consumption in heavy duty vehicles¦Electricity¦New electric heavy duty vehicles | PJ/yr. | 0.009692 | 0.059006 | 7.5953 | 5.5201 | 1.5954 | 2.2667 | 7.5309 | 8.1717 | 8.2869 | 8.5758 | 8.8812 | 9.2288
| SPS1 | CH | Fuel consumption in heavy duty vehicles¦Hydrogen | PJ/yr. | 0.004141 | 0.013938 | 0.014426 | 0.0019568 | 0.0016217 | 0.0016143 | 0.0014713 | 0.0014002 | 0.0014062 | 0.0013922 | 0.0014091 | 0.0016297
| SPS1 | CH | Fuel consumption in heavy duty vehicles¦Hydrogen¦New fuel cell electric heavy duty vehicles | PJ/yr. | 0.004141 | 0.013938 | 0.014426 | 0.0019568 | 0.0016217 | 0.0016143 | 0.0014713 | 0.0014002 | 0.0014062 | 0.0013922 | 0.0014091 | 0.0016297
| SPS1 | CH | Fuel consumption in heavy duty vehicles¦Motor Gasoline | PJ/yr. | 0 | 0 | 0 | 0 | 0 | 0 | 0 | 0 | 0 | 0 | 0 | 0
| SPS1 | CH | Fuel consumption in heavy duty vehicles¦Motor Gasoline¦Fossil liquids | PJ/yr. | 0 | 0 | 0 | 0 | 0 | 0 | 0 | 0 | 0 | 0 | 0 | 0
| SPS1 | CH | Fuel consumption in heavy duty vehicles¦Motor Gasoline¦Synthetic liquids | PJ/yr. | 0 | 0 | 0 | 0 | 0 | 0 | 0 | 0 | 0 | 0 | 0 | 0
| SPS1 | CH | Fuel consumption in heavy duty vehicles¦Motor Gasoline¦Synthetic liquids¦Bioliquids¦Ethanol | PJ/yr. | 0 | 0 | 0 | 0 | 0 | 0 | 0 | 0 | 0 | 0 | 0 | 0
| SPS1 | CH | Fuel consumption in heavy duty vehicles¦Motor Gasoline¦Synthetic liquids¦PtL¦PtL Gasoline | PJ/yr. | 0 | 0 | 0 | 0 | 0 | 0 | 0 | 0 | 0 | 0 | 0 | 0
| SPS1 | CH | Fuel consumption in heavy duty vehicles¦Motor Gasoline¦Total¦Existing gasoline heavy duty vehicles | PJ/yr. | 0 | 0 | 0 | 0 | 0 | 0 | 0 | 0 | 0 | 0 | 0 | 0
| SPS1 | CH | Fuel consumption in heavy duty vehicles¦Motor Gasoline¦Total¦New gasoline heavy duty vehicles | PJ/yr. | 0 | 0 | 0 | 0 | 0 | 0 | 0 | 0 | 0 | 0 | 0 | 0
| SPS1 | CH | Fuel consumption in heavy duty vehicles¦Motor Diesel | PJ/yr. | 24.4087 | 22.9458 | 1.3771 | 5.3077 | 11.7843 | 11.0772 | 0.9333 | 0.0022585 | 0 | 0 | 0 | 0
| SPS1 | CH | Fuel consumption in heavy duty vehicles¦Motor Diesel¦Fossil liquids | PJ/yr. | 23.8061 | 22.3478 | 1.3152 | 5.0196 | 10.8044 | 9.2227 | 0.54962 | 0 | 0 | 0 | 0 | 0
| SPS1 | CH | Fuel consumption in heavy duty vehicles¦Motor Diesel¦Synthetic liquids | PJ/yr. | 0.60254 | 0.59804 | 0.061804 | 0.28808 | 0.97986 | 1.8545 | 0.38368 | 0.0022599 | 0 | 0 | 0 | 0
| SPS1 | CH | Fuel consumption in heavy duty vehicles¦Motor Diesel¦Synthetic liquids¦Bioliquids¦Biodiesel | PJ/yr. | 0.60254 | 0.59804 | 0.061804 | 0.28808 | 0.97462 | 1.4052 | 0.30501 | 0.002162 | 0 | 0 | 0 | 0
| SPS1 | CH | Fuel consumption in heavy duty vehicles¦Motor Diesel¦Synthetic liquids¦PtL¦PtL Diesel | PJ/yr. | 0 | 0 | 0 | 0 | 0.0052373 | 0.4493 | 0.078672 | 9.7872e-05 | 0 | 0 | 0 | 0
| SPS1 | CH | Fuel consumption in heavy duty vehicles¦Motor Diesel¦Total¦Existing ICE diesel heavy duty vehicles | PJ/yr. | 19.1414 | 15.9938 | 1.3683 | 1.3695 | 0 | 0 | 0 | 0 | 0 | 0 | 0 | 0
| SPS1 | CH | Fuel consumption in heavy duty vehicles¦Motor Diesel¦Total¦New ICE diesel heavy duty vehicles | PJ/yr. | 5.2673 | 6.1754 | 0.0034308 | 0.017886 | 0.0084201 | 0.0065113 | 0.0036036 | 0.00078316 | 0 | 0 | 0 | 0
| SPS1 | CH | Fuel consumption in heavy duty vehicles¦Motor Diesel¦Total¦New hybrid diesel heavy duty vehicles | PJ/yr. | 0 | 0.77655 | 0.0052906 | 3.9203 | 11.7758 | 11.0707 | 0.92969 | 0.0014753 | 0 | 0 | 0 | 0
| SPS1 | CH | Fuel consumption in heavy duty vehicles¦Motor Gas | PJ/yr. | 0.061138 | 0.045784 | 0.062829 | 0.058283 | 0.054236 | 0.052937 | 0.012919 | 0.0033026 | 0 | 0 | 0 | 0
| SPS1 | CH | Fuel consumption in heavy duty vehicles¦Motor Gas¦Fossil gases | PJ/yr. | 0.05643 | 0.040167 | 0.06224 | 0.057786 | 0 | 0 | 0 | 0 | 0 | 0 | 0 | 0
| SPS1 | CH | Fuel consumption in heavy duty vehicles¦Motor Gas¦Synthetic gases | PJ/yr. | 0.004708 | 0.0056171 | 0.00058841 | 0.00049725 | 0.055049 | 0.060232 | 0.017401 | 0.0062865 | 0 | 0 | 0 | 0
| SPS1 | CH | Fuel consumption in heavy duty vehicles¦Motor Gas¦Synthetic gases¦Biogases¦Biogas | PJ/yr. | 0.004708 | 0.0056171 | 0.00058841 | 0.00049725 | 0.00081275 | 0.0072946 | 0.0044821 | 0.0029839 | 0 | 0 | 0 | 0
| SPS1 | CH | Fuel consumption in heavy duty vehicles¦Motor Gas¦Synthetic gases¦PtG¦PtG gas | PJ/yr. | 0 | 0 | 0 | 0 | 0.054236 | 0.052937 | 0.012919 | 0.0033026 | 0 | 0 | 0 | 0
| SPS1 | CH | Fuel consumption in heavy duty vehicles¦Motor Gas¦Total¦New ICE Gas heavy duty vehicles | PJ/yr. | 0.061138 | 0.045784 | 0.062829 | 0.058283 | 0.054236 | 0.052937 | 0.012919 | 0.0033026 | 0 | 0 | 0 | 0
| SPS1 | CH | Mileage in heavy duty vehicles | Billion km/yr. | 2.2036 | 2.2266 | 2.2611 | 2.3184 | 2.419 | 2.5202 | 2.6225 | 2.7247 | 2.813 | 2.911 | 3.0147 | 3.1327
| SPS1 | CH | Mileage in heavy duty vehicles¦Electricity¦Existing electric heavy duty vehicles | Billion km/yr. | 0 | 0 | 0 | 0 | 0 | 0 | 0 | 0 | 0 | 0 | 0 | 0
| SPS1 | CH | Mileage in heavy duty vehicles¦Electricity¦New electric heavy duty vehicles | Billion km/yr. | 0.0026045 | 0.016062 | 2.1316 | 1.5495 | 0.48649 | 0.70321 | 2.4682 | 2.7236 | 2.8127 | 2.9107 | 3.0144 | 3.1324
| SPS1 | CH | Mileage in heavy duty vehicles¦Hydrogen¦New fuel cell electric heavy duty vehicles | Billion km/yr. | 0.00072244 | 0.0024434 | 0.0025313 | 0.00034804 | 0.00031482 | 0.00032018 | 0.00030771 | 0.00030065 | 0.00030784 | 0.00030476 | 0.00030847 | 0.00035675
| SPS1 | CH | Mileage in heavy duty vehicles¦Motor Gasoline¦Total¦Existing gasoline heavy duty vehicles | Billion km/yr. | 0 | 0 | 0 | 0 | 0 | 0 | 0 | 0 | 0 | 0 | 0 | 0
| SPS1 | CH | Mileage in heavy duty vehicles¦Motor Gasoline¦Total¦New gasoline heavy duty vehicles | Billion km/yr. | 0 | 0 | 0 | 0 | 0 | 0 | 0 | 0 | 0 | 0 | 0 | 0
| SPS1 | CH | Mileage in heavy duty vehicles¦Motor Diesel¦Total¦Existing ICE diesel heavy duty vehicles | Billion km/yr. | 1.5687 | 1.3434 | 0.11913 | 0.11922 | 0 | 0 | 0 | 0 | 0 | 0 | 0 | 0
| SPS1 | CH | Mileage in heavy duty vehicles¦Motor Diesel¦Total¦New ICE diesel heavy duty vehicles | Billion km/yr. | 0.62524 | 0.73304 | 0.00040725 | 0.0021231 | 0.00099949 | 0.00077291 | 0.00042776 | 9.2963e-05 | 0 | 0 | 0 | 0
| SPS1 | CH | Mileage in heavy duty vehicles¦Motor Diesel¦Total¦New hybrid diesel heavy duty vehicles | Billion km/yr. | 0 | 0.12694 | 0.00086483 | 0.64084 | 1.925 | 1.8097 | 0.15197 | 0.00024116 | 0 | 0 | 0 | 0
| SPS1 | CH | Mileage in heavy duty vehicles¦Motor Gas¦Total¦New ICE Gas heavy duty vehicles | Billion km/yr. | 0.0063109 | 0.0047321 | 0.0065978 | 0.006397 | 0.0062618 | 0.0062311 | 0.0015889 | 0.00041354 | 0 | 0 | 0 | 0
| SPS1 | CH | Efficiency in heavy duty vehicles | km/MJ | bar: 2020 to 2070
| SPS1 | CH | Efficiency in heavy duty vehicles¦Electricity¦Existing electric heavy duty vehicles | km/MJ | bar: 2020 to 2070
| SPS1 | CH | Efficiency in heavy duty vehicles¦Electricity¦New electric heavy duty vehicles | km/MJ | 0.26873 | 0.2722 | 0.28064 | 0.28069 | 0.30493 | 0.31024 | 0.32774 | 0.3333 | 0.33941 | 0.33941 | 0.33941 | 0.33941
| SPS1 | CH | Efficiency in heavy duty vehicles¦Hydrogen¦New fuel cell electric heavy duty vehicles | km/MJ | 0.17446 | 0.17531 | 0.17547 | 0.17786 | 0.19413 | 0.19835 | 0.20914 | 0.21472 | 0.21891 | 0.21891 | 0.21891 | 0.21891
| SPS1 | CH | Efficiency in heavy duty vehicles¦Motor Gasoline¦Total¦Existing gasoline heavy duty vehicles | km/MJ | bar: 2020 to 2070
| SPS1 | CH | Efficiency in heavy duty vehicles¦Motor Gasoline¦Total¦New gasoline heavy duty vehicles | km/MJ | bar: 2020 to 2070
| SPS1 | CH | Efficiency in heavy duty vehicles¦Motor Diesel¦Total¦Existing ICE diesel heavy duty vehicles | km/MJ | 0.081954 | 0.083996 | 0.08706 | 0.08706 | - | - | - | - | - | - | - | -
| SPS1 | CH | Efficiency in heavy duty vehicles¦Motor Diesel¦Total¦New ICE diesel heavy duty vehicles | km/MJ | 0.1187 | 0.1187 | 0.1187 | 0.1187 | 0.1187 | 0.1187 | 0.1187 | 0.1187 | - | - | - | -
| SPS1 | CH | Efficiency in heavy duty vehicles¦Motor Diesel¦Total¦New hybrid diesel heavy duty vehicles | km/MJ | - | 0.16347 | 0.16347 | 0.16347 | 0.16347 | 0.16347 | 0.16347 | 0.16347 | - | - | - | -
| SPS1 | CH | Efficiency in heavy duty vehicles¦Motor Gas¦Total¦New ICE Gas heavy duty vehicles | km/MJ | 0.10322 | 0.10336 | 0.10501 | 0.10976 | 0.11545 | 0.11771 | 0.12299 | 0.12522 | - | - | - | -
| SPS1 | CH | Fuel consumption in other transport | PJ/yr. | 10.9684 | 10.5305 | 11.435 | 12.2716 | 13.2416 | 16.4085 | 17.7241 | 19.2437 | 19.7975 | 20.3667 | 20.8722 | 21.3716
| SPS1 | CH | Fuel consumption in other transport¦Electricity | PJ/yr. | 9.2086 | 9.5652 | 10.0263 | 10.8628 | 11.8319 | 15.9536 | 17.5859 | 19.1051 | 19.6579 | 20.2267 | 20.731 | 21.225
| SPS1 | CH | Fuel consumption in other transport¦Electricity¦Passenger electric rail | PJ/yr. | 7.7047 | 7.9059 | 8.2079 | 8.7118 | 9.2102 | 9.7101 | 10.0815 | 10.453 | 10.9458 | 11.438 | 11.9284 | 12.416
| SPS1 | CH | Fuel consumption in other transport¦Electricity¦Freight electric rail | PJ/yr. | 1.5039 | 1.6593 | 1.7494 | 1.8961 | 1.9831 | 2.03 | 2.1061 | 2.1833 | 2.2167 | 2.2691 | 2.2839 | 2.3125
| SPS1 | CH | Fuel consumption in other transport¦Electricity¦Other electric transport | PJ/yr. | 0 | 5.4095e-05 | 0.068999 | 0.25488 | 0.63863 | 4.2134 | 5.3983 | 6.4688 | 6.4954 | 6.5197 | 6.5188 | 6.4965
| SPS1 | CH | Fuel consumption in other transport¦Hydrogen | PJ/yr. | 0 | 0 | 0 | 0 | 0.00048086 | 0.086126 | 0.13754 | 0.13861 | 0.13958 | 0.13999 | 0.14113 | 0.14655
| SPS1 | CH | Fuel consumption in other transport¦Hydrogen¦Passenger hydrogen rail | PJ/yr. | 0 | 0 | 0 | 0 | 0 | -0.0011462 | -0.0011544 | -0.00052769 | 0.00035821 | 0.00056834 | 0.0014427 | 0.0045201
| SPS1 | CH | Fuel consumption in other transport¦Hydrogen¦Freight hydrogen rail | PJ/yr. | 0 | 0 | 0 | 0 | 0 | 0.0035946 | 0.0039329 | 0.0043353 | 0.0044161 | 0.0046171 | 0.0048805 | 0.0072245
| SPS1 | CH | Fuel consumption in other transport¦Hydrogen¦Other hydrogen transport | PJ/yr. | 0 | 0 | 0 | 0 | 0.00048086 | 0.083677 | 0.13476 | 0.1348 | 0.1348 | 0.1348 | 0.1348 | 0.13481
| SPS1 | CH | Fuel consumption in other transport¦Motor Gasoline | PJ/yr. | 1.7598 | 0.96532 | 1.4087 | 1.4089 | 1.4091 | 0.3688 | 0.00061183 | 0 | 0 | 0 | 0 | 0
| SPS1 | CH | Fuel consumption in other transport¦Motor Gasoline¦Fossil liquids | PJ/yr. | 1.6635 | 0.91247 | 1.3316 | 1.3317 | 1.3124 | 0.2603 | 0.0004585 | 0 | 0 | 0 | 0 | 0
| SPS1 | CH | Fuel consumption in other transport¦Motor Gasoline¦Synthetic liquids | PJ/yr. | 0.096338 | 0.052845 | 0.077113 | 0.077154 | 0.09669 | 0.10851 | 0.00015332 | 0 | 0 | 0 | 0 | 0
| SPS1 | CH | Fuel consumption in other transport¦Motor Gasoline¦Synthetic liquids¦Bioliquids¦Ethanol | PJ/yr. | 0.096338 | 0.052845 | 0.077113 | 0.077154 | 0.09669 | 0.020466 | 3.5272e-05 | 0 | 0 | 0 | 0 | 0
| SPS1 | CH | Fuel consumption in other transport¦Motor Gasoline¦Synthetic liquids¦PtL¦PtL Gasoline | PJ/yr. | 0 | 0 | 0 | 0 | 0 | 0.088042 | 0.00011805 | 0 | 0 | 0 | 0 | 0
| SPS1 | CH | Fuel consumption in other transport¦Motor Gasoline¦Total¦Other gasoline transport | PJ/yr. | 1.7598 | 0.96532 | 1.4087 | 1.4089 | 1.4091 | 0.3688 | 0.00061183 | 0 | 0 | 0 | 0 | 0
| SPS1 | CH | Fuel consumption in other transport¦Motor Diesel | PJ/yr. | 0 | 0 | 0 | 0 | 0 | 0 | 0 | 0 | 0 | 0 | 0 | 0
| SPS1 | CH | Fuel consumption in other transport¦Motor Diesel¦Fossil liquids | PJ/yr. | 0 | 0 | 0 | 0 | 0 | 0 | 0 | 0 | 0 | 0 | 0 | 0
| SPS1 | CH | Fuel consumption in other transport¦Motor Diesel¦Synthetic liquids | PJ/yr. | 0 | 0 | 0 | 0 | 0 | 0 | 0 | 0 | 0 | 0 | 0 | 0
| SPS1 | CH | Fuel consumption in other transport¦Motor Diesel¦Synthetic liquids¦Bioliquids¦Biodiesel | PJ/yr. | 0 | 0 | 0 | 0 | 0 | 0 | 0 | 0 | 0 | 0 | 0 | 0
| SPS1 | CH | Fuel consumption in other transport¦Motor Diesel¦Synthetic liquids¦PtL¦PtL Diesel | PJ/yr. | 0 | 0 | 0 | 0 | 0 | 0 | 0 | 0 | 0 | 0 | 0 | 0
| SPS1 | CH | Fuel consumption in other transport¦Motor Diesel¦Total¦Passenger diesel rail | PJ/yr. | 0 | 0 | 0 | 0 | 0 | 0 | 0 | 0 | 0 | 0 | 0 | 0
| SPS1 | CH | Fuel consumption in other transport¦Motor Diesel¦Total¦Freight diesel rail | PJ/yr. | 0.38955 | -0.0066812 | -0.012058 | -0.0065851 | -0.0065157 | 0.0064558 | 0.006432 | 0.002135 | 0.0064556 | 0.006414 | 0.0065051 | 0.0069602
| SPS1 | CH | Fuel consumption in other transport¦Motor Diesel¦Total¦Other diesel transport | PJ/yr. | 17.3804 | 17.2252 | 15.7627 | 14.4148 | 13.8754 | 7.2076 | 4.6252 | 2.043 | 2.0429 | 2.0429 | 2.0429 | 2.0429
| SPS1 | CH | Fuel consumption in other transport¦Jet Fuels¦Fossil liquids¦Kerosene | PJ/yr. | 30.6297 | 59.8797 | 85.345 | 85.6272 | 76.4153 | 54.6265 | 28.1542 | 0 | 0.00085166 | 0.0017499 | 0.00082191 | 0.0015592
| SPS1 | CH | Fuel consumption in other transport¦Jet Fuels¦Synthetic liquids¦Bioliquids¦Biokerosene | PJ/yr. | 0.00034115 | 0.00028351 | 0.00017839 | 5.308 | 5.308 | 18.532 | 38.6313 | 68.6863 | 95.3829 | 95.5646 | 96.2758 | 97.8408
| SPS1 | CH | Fuel consumption in other transport¦Jet Fuels¦Synthetic liquids¦PtL¦PtL Kerosene | PJ/yr. | 0 | 0 | 0 | 0 | 13.224 | 20.0993 | 30.055 | 26.8783 | 0 | 0.71124 | 1.565 | 1.563
| SPS1 | CH | Other transport mileage | - | bar: 2020 to 2070
| SPS1 | CH | Other transport mileage¦Electricity¦Passenger electric rail | Billion km/yr. | 0.195 | 0.20003 | 0.20759 | 0.22017 | 0.2326 | 0.24505 | 0.25423 | 0.26341 | 0.27583 | 0.28823 | 0.30059 | 0.31288
| SPS1 | CH | Other transport mileage¦Electricity¦Freight electric rail | Billion km/yr. | 0.025121 | 0.027716 | 0.029222 | 0.031672 | 0.033126 | 0.033909 | 0.03518 | 0.036469 | 0.037029 | 0.037902 | 0.03815 | 0.038629
| SPS1 | CH | Other transport mileage¦Electricity¦Other electric transport | PJ/yr. | 0 | 0.00013347 | 0.17025 | 0.62889 | 1.1608 | 8.5441 | 11.3384 | 13.8908 | 13.8909 | 13.8909 | 13.8909 | 13.8909
| SPS1 | CH | Other transport mileage¦Hydrogen¦Passenger hydrogen rail | Billion km/yr. | 0 | 0 | 0 | 0 | 0 | -2.0566e-05 | -2.1508e-05 | -1.0195e-05 | 6.9207e-06 | 1.098e-05 | 2.7872e-05 | 8.7329e-05
| SPS1 | CH | Other transport mileage¦Hydrogen¦Freight hydrogen rail | Billion km/yr. | 0 | 0 | 0 | 0 | 0 | 2.6229e-05 | 2.6018e-05 | 2.5726e-05 | 2.6205e-05 | 2.7398e-05 | 2.8961e-05 | 4.2871e-05
| SPS1 | CH | Other transport mileage¦Hydrogen¦Other hydrogen transport | PJ/yr. | 0 | 0 | 0 | 0 | 0.00086241 | 0.15007 | 0.24169 | 0.24176 | 0.24176 | 0.24177 | 0.24177 | 0.24177
| SPS1 | CH | Other transport mileage¦Motor Gasoline¦Total¦Other gasoline transport | PJ/yr. | 1.5951 | 0.87497 | 1.2769 | 1.277 | 1.2773 | 0.33429 | 0.00055457 | 0 | 0 | 0 | 0 | 0
| SPS1 | CH | Other transport mileage¦Motor Diesel¦Total¦Passenger diesel rail | Billion km/yr. | 0 | 0 | 0 | 0 | 0 | 0 | 0 | 0 | 0 | 0 | 0 | 0
| SPS1 | CH | Other transport mileage¦Motor Diesel¦Total¦Freight diesel rail | Billion km/yr. | 0.0015789 | -2.7079e-05 | -4.8873e-05 | -2.669e-05 | -2.6408e-05 | 2.6166e-05 | 2.6069e-05 | 8.6535e-06 | 2.6165e-05 | 2.5996e-05 | 2.6366e-05 | 2.821e-05
| SPS1 | CH | Other transport mileage¦Motor Diesel¦Total¦Other diesel transport | PJ/yr. | 17.1765 | 17.0232 | 15.5778 | 14.2457 | 13.7127 | 7.1231 | 4.571 | 2.019 | 2.019 | 2.019 | 2.019 | 2.019
| SPS1 | CH | Other transport efficiency | - | bar: 2020 to 2070
| SPS1 | CH | Other transport efficiency¦Electricity¦Passenger electric rail | km/MJ | 0.025309 | 0.025302 | 0.025291 | 0.025273 | 0.025254 | 0.025236 | 0.025218 | 0.0252 | 0.0252 | 0.0252 | 0.0252 | 0.0252
| SPS1 | CH | Other transport efficiency¦Electricity¦Freight electric rail | km/MJ | 0.016704 | 0.016704 | 0.016704 | 0.016704 | 0.016704 | 0.016704 | 0.016704 | 0.016704 | 0.016704 | 0.016704 | 0.016704 | 0.016704
| SPS1 | CH | Other transport efficiency¦Electricity¦Other electric transport | % | - | 2.4674 | 2.4674 | 2.4674 | 1.8177 | 2.0278 | 2.1004 | 2.1474 | 2.1386 | 2.1306 | 2.1309 | 2.1382
| SPS1 | CH | Other transport efficiency¦Hydrogen¦Passenger hydrogen rail | km/MJ | - | - | - | - | - | 0.017942 | 0.018631 | 0.01932 | 0.01932 | 0.01932 | 0.01932 | 0.01932
| SPS1 | CH | Other transport efficiency¦Hydrogen¦Freight hydrogen rail | km/MJ | - | - | - | - | - | 0.0072969 | 0.0066155 | 0.0059341 | 0.0059341 | 0.0059341 | 0.0059341 | 0.0059341
| SPS1 | CH | Other transport efficiency¦Hydrogen¦Other hydrogen transport | % | - | - | - | - | 1.7935 | 1.7935 | 1.7935 | 1.7935 | 1.7935 | 1.7935 | 1.7935 | 1.7935
| SPS1 | CH | Other transport efficiency¦Motor Gasoline¦Total¦Other gasoline transport | % | 90.64% | 90.64% | 90.64% | 90.64% | 90.64% | 90.64% | 90.64% | - | - | - | - | -
| SPS1 | CH | Other transport efficiency¦Motor Diesel¦Total¦Passenger diesel rail | km/MJ | bar: 2020 to 2070
| SPS1 | CH | Other transport efficiency¦Motor Diesel¦Total¦Freight diesel rail | km/MJ | 0.0040531 | 0.0040531 | 0.0040531 | 0.0040531 | 0.0040531 | 0.0040531 | 0.0040531 | 0.0040531 | 0.0040531 | 0.0040531 | 0.0040531 | 0.0040531
| SPS1 | CH | Other transport efficiency¦Motor Diesel¦Total¦Other diesel transport | % | 98.83% | 98.83% | 98.83% | 98.83% | 98.83% | 98.83% | 98.83% | 98.83% | 98.83% | 98.83% | 98.83% | 98.83%
| SPS1 | CH | Direct CO2 emissions from fuel combustion and industrial processes | Mt/yr. | 34.6667 | 32.4154 | 27.5618 | 23.1926 | 16.2395 | 10.509 | 4.7672 | -0.011797 | -1.4079 | -2.8037 | -3.6372 | -4.4708
| SPS1 | CH | Direct CO2 emissions from fuel combustion and industrial processes¦CO2¦Power generation | Mt/yr. | 2.6164 | 2.469 | 2.4013 | 2.2449 | 2.2421 | 1.8681 | 0.24841 | 0.093737 | -0.18856 | -0.22803 | -0.23833 | -0.23757
| SPS1 | CH | Direct CO2 emissions from fuel combustion and industrial processes¦CO2¦Synthetic fuel production | Mt/yr. | 0 | 0 | 0 | 0 | 0 | -0.00043182 | -0.00057848 | -0.90101 | -1.6203 | -1.5783 | -2.2676 | -2.2678
| SPS1 | CH | Direct CO2 emissions from fuel combustion and industrial processes¦CO2¦Industry | Mt/yr. | 6.4984 | 6.114 | 5.6399 | 4.9682 | 4.097 | 3.0891 | 1.8494 | 0.10776 | 0.050817 | 0.045328 | 0.040384 | 0.035887
| SPS1 | CH | Direct CO2 emissions from fuel combustion and industrial processes¦CO2¦Industry¦fuel combustion | Mt/yr. | 4.409 | 4.003 | 3.5377 | 2.8745 | 2.0114 | 1.0123 | -0.21895 | -0.92412 | -0.98106 | -0.98655 | -0.99149 | -0.99599
| SPS1 | CH | Direct CO2 emissions from fuel combustion and industrial processes¦CO2¦Industry¦Industrial processes | Mt/yr. | 2.0893 | 2.111 | 2.1023 | 2.0937 | 2.0855 | 2.0768 | 2.0684 | 1.0319 | 1.0319 | 1.0319 | 1.0319 | 1.0319
| SPS1 | CH | Direct CO2 emissions from fuel combustion and industrial processes¦CO2¦Services | Mt/yr. | 3.7954 | 3.3554 | 2.8108 | 2.5821 | 2.052 | 1.5703 | 0.58381 | 0.17105 | 0.17614 | 0.16683 | 0.17235 | 0.17377
| SPS1 | CH | Direct CO2 emissions from fuel combustion and industrial processes¦CO2¦Residential | Mt/yr. | 7.186 | 6.5871 | 6.5957 | 5.9303 | 3.6243 | 1.649 | 1.1133 | 0.50584 | 0.42428 | 0.40776 | 0.4261 | 0.35919
| SPS1 | CH | Direct CO2 emissions from fuel combustion and industrial processes¦CO2¦Transport | Mt/yr. | 14.5706 | 13.8899 | 10.114 | 7.4671 | 4.2242 | 2.333 | 0.97287 | 0.04643 | 0.036137 | 0.042686 | 0.026193 | 0.022476
| SPS1 | CH | Direct CO2 emissions from fuel combustion and industrial processes¦CO2¦CO2 captured in power generation | Mt/yr. | 0 | 0 | 0 | 0 | 0 | 0.63101 | 2.2652 | 2.4592 | 2.6229 | 2.6066 | 2.6155 | 2.6182
| SPS1 | CH | Direct CO2 emissions from fuel combustion and industrial processes¦CO2¦CO2 captured in industry | Mt/yr. | 0 | 0 | 0 | 0 | 0 | 0.53876 | 1.4319 | 3.0591 | 3.0046 | 3.0062 | 3.0142 | 3.0147
| SPS1 | CH | Direct CO2 emissions from fuel combustion and industrial processes¦CO2¦CO2 captured in hydrogen | Mt/yr. | 0 | 0 | 0 | 0 | 0 | 0 | 0 | 0.4253 | 0.90567 | 0.97145 | 1.5596 | 1.5623
| SPS1 | CH | Direct CO2 emissions from fuel combustion and industrial processes¦CO2¦CO2 captured in biogases/bioliquids | Mt/yr. | 0 | 0 | 0 | 0 | 0 | 0.00043182 | 0.00057848 | 0.47571 | 0.71468 | 0.60681 | 0.708 | 0.70554
| SPS1 | CH | Direct CO2 emissions from fuel combustion and industrial processes¦CO2¦Direct air capture | Mt/yr. | 0 | 0 | 0 | 0 | 0 | 3.7894e-05 | 5.1661e-05 | 0.035603 | 0.28637 | 1.66 | 1.7963 | 2.5568
| SPS1 | CH | CO2 storage and utilisation | Mt/yr. | 0 | 0 | 0 | 0 | 1.1695 | 1.1695 | 3.6972 | 0 | 0 | 0 | 0 | 0
| SPS1 | CH | CO2 storage and utilisation¦CO2¦Domestic sequestration | Mt/yr. | 0 | 0 | 0 | 0 | 0.83333 | 0.83333 | 1.2524 | 0 | 0 | 0 | 0 | 0
| SPS1 | CH | CO2 storage and utilisation¦CO2¦Domestic utilisation | Mt/yr. | 0 | 0 | 0 | 0 | 0.33619 | 0.33619 | 0.43402 | 0 | 0 | 0 | 0 | 0
| SPS1 | CH | CO2 storage and utilisation¦CO2¦Exported | Mt/yr. | 0 | 0 | 0 | 0 | 0 | 0 | 2.0108 | 0 | 0 | 0 | 0 | 0
| SPS1 | CH | Direct air capture | - | bar: 2020 to 2070
| SPS1 | CH | Direct air capture¦Energy consumption | PJ/yr. | 0 | 0 | 0 | 0 | 0 | 0.00030451 | 0.00039571 | 0.25932 | 2.0859 | 12.0912 | 13.0841 | 18.6228
| SPS1 | CH | Direct air capture¦Energy consumption¦Electricity | PJ/yr. | 0 | 0 | 0 | 0 | 0 | 5.2546e-05 | 5.9324e-05 | 0.032399 | 0.2606 | 1.5106 | 1.6347 | 2.3266
| SPS1 | CH | Direct air capture¦Energy consumption¦Heat | PJ/yr. | 0 | 0 | 0 | 0 | 0 | 0.00025196 | 0.00033639 | 0.22693 | 1.8253 | 10.5805 | 11.4495 | 16.2962
| SPS1 | CH | Direct air capture¦CO2 captured | Mt/yr. | 0 | 0 | 0 | 0 | 0 | 3.7894e-05 | 5.1661e-05 | 0.035603 | 0.28637 | 1.66 | 1.7963 | 2.5568
| SPS1 | CH | Primary Energy Consumption | PJ/yr. | 964.1063 | 963.2818 | 884.1677 | 874.9895 | 797.9863 | 747.7495 | 689.7977 | 717.3152 | 727.5455 | 762.862 | 759.7491 | 770.2213
| SPS1 | CH | Primary Energy Consumption¦Coal | PJ/yr. | 3.6601 | 3.5648 | 0.043441 | 0.0092041 | 0.0060501 | 0.0073994 | 0.0035656 | 6.068e-05 | 9.844e-05 | 0.0001117 | 0.00011583 | 0.00015758
| SPS1 | CH | Primary Energy Consumption¦Oil | PJ/yr. | 310.4546 | 286.8419 | 221.2351 | 175.452 | 108.3454 | 80.1121 | 88.0948 | 97.903 | 96.3997 | 97.6057 | 98.7432 | 100.3009
| SPS1 | CH | Primary Energy Consumption¦Oil¦Fossil liquids | PJ/yr. | 304.3192 | 280.707 | 215.0997 | 164.53 | 84.963 | 37.7208 | 15.8529 | 0 | 0.0013043 | 0.001575 | 0.0016494 | 0.0027024
| SPS1 | CH | Primary Energy Consumption¦Oil¦Fossil liquids¦Light fuel oil | PJ/yr. | 101.9043 | 88.2225 | 76.538 | 63.0462 | 27.5033 | 9.4965 | 4.7139 | 0 | 0.0011571 | 0.0014163 | 0.0014785 | 0.0024466
| SPS1 | CH | Primary Energy Consumption¦Oil¦Fossil liquids¦Heavy fuel oil | PJ/yr. | 2.7764 | 2.7644 | 0.014766 | 0.003425 | 0.004798 | 0.008781 | 0.0040063 | 0 | 0 | 0 | 0 | 0
| SPS1 | CH | Primary Energy Consumption¦Oil¦Fossil liquids¦Motor Diesel | PJ/yr. | 119.1447 | 112.686 | 68.1194 | 52.4993 | 33.3337 | 19.8248 | 5.4507 | 0 | 4.8951e-05 | 5.257e-05 | 5.703e-05 | 8.4779e-05
| SPS1 | CH | Primary Energy Consumption¦Oil¦Fossil liquids¦Motor Gasoline | PJ/yr. | 79.3848 | 75.6291 | 68.5788 | 46.3975 | 21.7606 | 6.6259 | 4.068 | 0 | 5.0739e-05 | 5.3579e-05 | 5.8817e-05 | 9.0297e-05
| SPS1 | CH | Primary Energy Consumption¦Oil¦Fossil liquids¦Kerosene (excl. international aviation) | PJ/yr. | 1.1091 | 1.405 | 1.8488 | 2.5836 | 2.3606 | 1.7649 | 1.6164 | 0 | 4.7476e-05 | 5.2536e-05 | 5.4972e-05 | 8.0705e-05
| SPS1 | CH | Primary Energy Consumption¦Oil¦Synthetic liquids | PJ/yr. | 6.1354 | 6.135 | 6.1354 | 10.922 | 23.3825 | 42.3913 | 72.2419 | 97.903 | 96.3984 | 97.6041 | 98.7415 | 100.2982
| SPS1 | CH | Primary Energy Consumption¦Oil¦Synthetic liquids¦Total¦Motor diesel | PJ/yr. | 1.8158 | 1.8123 | 3.2009 | 3.2326 | 3.2485 | 3.243 | 3.2455 | 1.4765 | -0.096467 | 0.38207 | -0.040109 | -0.018165
| SPS1 | CH | Primary Energy Consumption¦Oil¦Synthetic liquids¦Total¦Motor Gasoline | PJ/yr. | 4.3193 | 4.3224 | 2.9344 | 2.3814 | 1.6019 | 0.51701 | 0.31008 | 0.86195 | 1.112 | 0.94626 | 0.94083 | 0.91261
| SPS1 | CH | Primary Energy Consumption¦Oil¦Synthetic liquids¦Bioliquids¦Total | PJ/yr. | 6.1354 | 6.135 | 6.1354 | 10.922 | 10.1425 | 22.292 | 42.1869 | 71.0248 | 96.3984 | 96.8929 | 97.1765 | 98.7352
| SPS1 | CH | Primary Energy Consumption¦Oil¦Synthetic liquids¦Bioliquids¦Biodiesel | PJ/yr. | 1.8158 | 1.8123 | 3.2009 | 3.2326 | 3.2326 | 3.243 | 3.2455 | 1.4765 | -0.096467 | 0.38207 | -0.040109 | -0.018165
| SPS1 | CH | Primary Energy Consumption¦Oil¦Synthetic liquids¦Bioliquids¦Ethanol | PJ/yr. | 4.3193 | 4.3224 | 2.9344 | 2.3814 | 1.6019 | 0.51701 | 0.31008 | 0.86195 | 1.112 | 0.94626 | 0.94083 | 0.91261
| SPS1 | CH | Primary Energy Consumption¦Oil¦Synthetic liquids¦PtL | PJ/yr. | 0 | 0 | 0 | 0 | 13.2399 | 20.0993 | 30.055 | 26.8783 | 0 | 0.71124 | 1.565 | 1.563
| SPS1 | CH | Primary Energy Consumption¦Oil¦Synthetic liquids¦PtL¦PtL Diesel | PJ/yr. | 0 | 0 | 0 | 0 | 0.01592 | 0 | 0 | 0 | 0 | 0 | 0 | 0
| SPS1 | CH | Primary Energy Consumption¦Oil¦Synthetic liquids¦PtL¦PtL Gasoline | PJ/yr. | 0 | 0 | 0 | 0 | 0 | 0 | 0 | 0 | 0 | 0 | 0 | 0
| SPS1 | CH | Primary Energy Consumption¦Oil¦Synthetic liquids¦PtL¦PtL Kerosene | PJ/yr. | 0 | 0 | 0 | 0 | 13.224 | 20.0993 | 30.055 | 26.8783 | 0 | 0.71124 | 1.565 | 1.563
| SPS1 | CH | Primary Energy Consumption¦Gas | PJ/yr. | 117.5042 | 106.7205 | 113.0992 | 104.3847 | 85.7686 | 56.235 | 25.5777 | 2.1057 | 3.6104 | 3.4603 | 4.0311 | 4.1668
| SPS1 | CH | Primary Energy Consumption¦Gas¦Fossil gases¦Total | PJ/yr. | 117.5042 | 106.72 | 113.0992 | 101.7824 | 82.7278 | 53.8569 | 22.9989 | 0.00015127 | 0.00024403 | 0.00026037 | 0.00028747 | 0.00042028
| SPS1 | CH | Primary Energy Consumption¦Gas¦Fossil gases¦Natural gas | PJ/yr. | 117.5042 | 106.72 | 113.0992 | 101.7732 | 82.7132 | 53.8412 | 22.9842 | 3.4897e-05 | 5.2732e-05 | 5.3268e-05 | 5.9162e-05 | 8.9315e-05
| SPS1 | CH | Primary Energy Consumption¦Gas¦Fossil gases¦Liquified Natural Gas | PJ/yr. | 0 | 0 | 0 | 0.0091417 | 0.014676 | 0.015669 | 0.014726 | 0.00011638 | 0.00019129 | 0.0002071 | 0.0002283 | 0.00033097
| SPS1 | CH | Primary Energy Consumption¦Gas¦Synthetic gases | PJ/yr. | 0 | 0.00048621 | 1.6367e-05 | 2.6023 | 3.0408 | 2.3781 | 2.5788 | 2.1055 | 3.6101 | 3.4601 | 4.0308 | 4.1664
| SPS1 | CH | Primary Energy Consumption¦Gas¦Synthetic gases¦Biogases | PJ/yr. | 0 | 0.00048621 | 1.6367e-05 | 2.6023 | 2.6023 | 2.3781 | 2.5788 | 2.1055 | 3.0408 | 3.4601 | 3.6101 | 4.0308
| SPS1 | CH | Primary Energy Consumption¦Gas¦Synthetic gases¦Biogases¦Biogas | PJ/yr. | 0 | 0.00048621 | 1.6367e-05 | 2.6023 | 2.6023 | 2.3781 | 2.5788 | 2.1055 | 3.0408 | 3.4601 | 3.6101 | 4.0308
| SPS1 | CH | Primary Energy Consumption¦Gas¦Synthetic gases¦PtG | PJ/yr. | 0 | 0 | 0 | 0 | 0.43849 | 0 | 0 | 0 | 0.56933 | 0 | 0.42067 | 0.13555
| SPS1 | CH | Primary Energy Consumption¦Gas¦Synthetic gases¦PtG¦PtG gas | PJ/yr. | 0 | 0 | 0 | 0 | 0.43849 | 0 | 0 | 0 | 0.56933 | 0 | 0.42067 | 0.13555
| SPS1 | CH | Primary Energy Consumption¦Nuclear fuel | PJ/yr. | 250.9484 | 254.3919 | 224.1754 | 221.4491 | 173.2621 | 99.9763 | 0 | 0 | 8.6721 | 33.7792 | 35.9652 | 39.8864
| SPS1 | CH | Primary Energy Consumption¦Electricity | PJ/yr. | -20.01 | 14.7637 | -3.7917 | -2 | -2 | -2 | 2.6287 | -2 | -2 | -2 | -2 | -2
| SPS1 | CH | Primary Energy Consumption¦Hydrogen | PJ/yr. | 0 | 0 | 0 | 0 | 0 | 0.16857 | 0.87046 | 3.821e-05 | 4.9133e-05 | 5.2648e-05 | 5.8389e-05 | 8.5535e-05
| SPS1 | CH | Primary Energy Consumption¦Wood | PJ/yr. | 46.3339 | 50.4815 | 50.4815 | 50.4922 | 50.4924 | 53.8696 | 66.8302 | 68.102 | 68.1019 | 68.1019 | 68.1019 | 68.1019
| SPS1 | CH | Primary Energy Consumption¦Wood¦Waste wood | PJ/yr. | 11.1119 | 11.9529 | 13.3572 | 15.6562 | 16.4246 | 17.1137 | 17.7717 | 18.4297 | 18.3412 | 18.2527 | 18.1642 | 18.0757
| SPS1 | CH | Primary Energy Consumption¦Wood¦Wood residues | PJ/yr. | 7.5117 | 7.5432 | 7.5904 | 7.669 | 7.669 | 7.6691 | 7.669 | 7.6691 | 7.669 | 7.669 | 7.669 | 7.6691
| SPS1 | CH | Primary Energy Consumption¦Wood¦Wood from landscape maintenance | PJ/yr. | 3.1683 | 3.4957 | 3.9868 | 4.8054 | 4.8054 | 4.8054 | 4.8054 | 4.8054 | 4.8054 | 4.8054 | 4.8054 | 4.8054
| SPS1 | CH | Primary Energy Consumption¦Wood¦Wood from Forest (hard wood) | PJ/yr. | 24.542 | 27.4897 | 25.5471 | 22.3615 | 21.5934 | 24.2815 | 36.5841 | 37.1978 | 37.2862 | 37.3748 | 37.4633 | 37.5517
| SPS1 | CH | Primary Energy Consumption¦Waste | PJ/yr. | 70.0327 | 70.3265 | 70.1065 | 69.1407 | 69.0408 | 78.2269 | 80.5563 | 83.8281 | 81.4687 | 81.53 | 81.5171 | 81.5956
| SPS1 | CH | Primary Energy Consumption¦Waste¦Non renewable waste | PJ/yr. | 35.9319 | 36.2257 | 36.0035 | 35.04 | 34.9376 | 37.2523 | 37.6966 | 39.2217 | 36.8622 | 36.2611 | 36.2468 | 36.2832
| SPS1 | CH | Primary Energy Consumption¦Waste¦Renewable waste | PJ/yr. | 34.1008 | 34.1007 | 34.103 | 34.1007 | 34.1032 | 40.9746 | 42.8597 | 44.6064 | 44.6066 | 45.269 | 45.2703 | 45.3123
| SPS1 | CH | Primary Energy Consumption¦Manure | PJ/yr. | 3.7982 | 11.2824 | 12.5404 | 12.5405 | 12.5405 | 12.5762 | 13.0379 | 23.4537 | 23.4537 | 23.4537 | 23.4537 | 23.4541
| SPS1 | CH | Primary Energy Consumption¦Hydro | PJ/yr. | 149.4306 | 125.6222 | 136.8247 | 151.9097 | 152.8449 | 155.2498 | 157.2831 | 159.5567 | 160.8203 | 168.0941 | 161.908 | 164.2511
| SPS1 | CH | Primary Energy Consumption¦Hydro¦Large hydro | PJ/yr. | 66.7457 | 49.7989 | 68.8737 | 67.4852 | 69.6026 | 72.2003 | 74.3842 | 74.8361 | 74.8361 | 74.8361 | 74.8361 | 74.8361
| SPS1 | CH | Primary Energy Consumption¦Hydro¦Run-of-river hydro | PJ/yr. | 66.6325 | 55.7641 | 65.6029 | 67.1572 | 66.8838 | 66.1146 | 65.5315 | 67.1347 | 67.1347 | 67.1347 | 67.1347 | 67.1348
| SPS1 | CH | Primary Energy Consumption¦Hydro¦Pump storage | PJ/yr. | 16.0524 | 20.0592 | 2.3481 | 17.2673 | 16.3585 | 16.935 | 17.3674 | 17.5859 | 18.8495 | 26.1232 | 19.9371 | 22.2802
| SPS1 | CH | Primary Energy Consumption¦Solar | PJ/yr. | 12.5565 | 16.5224 | 32.0958 | 50.0856 | 84.7923 | 133.0941 | 161.3578 | 177.5004 | 180.0014 | 180.0015 | 180.0015 | 180.0032
| SPS1 | CH | Primary Energy Consumption¦Wind | PJ/yr. | 0.52413 | 0.54542 | 0.5033 | 2.0504 | 3.636 | 4.6801 | 10.3222 | 11.737 | 11.7389 | 11.7418 | 11.7418 | 11.75
| SPS1 | CH | Primary Energy Consumption¦Ambient heat | PJ/yr. | 18.8731 | 22.2187 | 26.854 | 39.4754 | 59.2572 | 75.5485 | 82.332 | 93.2147 | 95.2785 | 97.0937 | 96.2855 | 98.7112
| SPS1 | CH | Primary Energy Consumption¦Geothermal | PJ/yr. | 0 | 0 | 0 | 0 | 0 | 0.0049733 | 0.9028 | 1.9138 | 0 | 0 | 0 | 0
| SPS1 | CH | Electricity generation capacity | GWe/yr. | 22.4359 | 24.4606 | 29.0158 | 32.368 | 40.5399 | 50.741 | 57.5303 | 62.5735 | 63.6457 | 65.113 | 65.059 | 66.0691
| SPS1 | CH | Electricity generation capacity¦Nuclear Fuel | GWe/yr. | 3.0936 | 3.0936 | 2.9297 | 2.7568 | 2.1731 | 1.3528 | 0.12056 | 0.12056 | 0.19676 | 0.42148 | 0.44876 | 0.49763
| SPS1 | CH | Electricity generation capacity¦Nuclear Fuel¦Nuclear power plants | GWe/yr. | 3.0936 | 3.0936 | 2.9297 | 2.7568 | 2.1731 | 1.3528 | 0.12056 | 0.12056 | 0.19676 | 0.42148 | 0.44876 | 0.49763
| SPS1 | CH | Electricity generation capacity¦Hydro | GWe/yr. | 15.4036 | 16.1325 | 16.6001 | 16.835 | 16.9208 | 16.9209 | 17.2067 | 17.4526 | 17.4527 | 17.454 | 17.4541 | 17.4591
| SPS1 | CH | Electricity generation capacity¦Hydro¦Hydro Large | GWe/yr. | 7.3394 | 7.3503 | 7.3744 | 7.4184 | 7.424 | 7.424 | 7.6743 | 7.7287 | 7.7287 | 7.7287 | 7.7287 | 7.7287
| SPS1 | CH | Electricity generation capacity¦Hydro¦Hydro Run of River | GWe/yr. | 4.7247 | 4.8094 | 4.8644 | 5.0553 | 5.1356 | 5.1356 | 5.171 | 5.362 | 5.362 | 5.3628 | 5.3628 | 5.3649
| SPS1 | CH | Electricity generation capacity¦Hydro¦Pump storage | GWe/yr. | 3.3394 | 3.9728 | 4.3613 | 4.3613 | 4.3613 | 4.3613 | 4.3614 | 4.362 | 4.362 | 4.3626 | 4.3626 | 4.3655
| SPS1 | CH | Electricity generation capacity¦Oil | GWe/yr. | 0.046377 | 0.050294 | 0.04807 | 0.080802 | 0.074494 | 0.064153 | 0.058271 | 0.015665 | 0.0070561 | 0.0081425 | 0.009051 | 0.016405
| SPS1 | CH | Electricity generation capacity¦Oil¦Peak devices | GWe/yr. | 0.031272 | 0.026544 | 0.024711 | 0.058371 | 0.062728 | 0.062856 | 0.0571 | 0.014457 | 0.0042882 | 0.0043647 | 0.005194 | 0.009406
| SPS1 | CH | Electricity generation capacity¦Oil¦CHP Oil (for District Heating) | GWe/yr. | 0.0068018 | 0.0032873 | 0.0029062 | 0.0019818 | 0.0017536 | 0.001297 | 0.0011708 | 0.0012073 | 0.0011341 | 0.0014842 | 0.0013612 | 0.0025761
| SPS1 | CH | Electricity generation capacity¦Oil¦Industrial CHPs oil | GWe/yr. | 0.0083041 | 0.020463 | 0.020452 | 0.020449 | 0.010012 | 0 | 0 | 0 | 0.0016338 | 0.0022935 | 0.0024958 | 0.0044226
| SPS1 | CH | Electricity generation capacity¦Gas | GWe/yr. | 0.24122 | 0.17598 | 0.16902 | 0.17017 | 0.19028 | 0.17209 | 0.11891 | 0.12646 | 0.24711 | 0.30246 | 0.33979 | 0.36019
| SPS1 | CH | Electricity generation capacity¦Gas¦Gas turbines combined cycle | GWe/yr. | 0 | 0 | 0 | 0 | 0 | 0.00013663 | 0.00031948 | 0.00067135 | 0.0024275 | 0.0028858 | 0.0036606 | 0.0042893
| SPS1 | CH | Electricity generation capacity¦Gas¦Gas turbines open cycle | GWe/yr. | 0 | 0 | 0 | 0 | 0.0013148 | 0.0054659 | 0.0055626 | 0.0056363 | 0.012685 | 0.013025 | 0.015956 | 0.01865
| SPS1 | CH | Electricity generation capacity¦Gas¦Gas turbines combined cycle CCS | GWe/yr. | 0 | 0 | 0 | 0 | 0 | 0 | 0.00031079 | 0.00064475 | 0.061477 | 0.11121 | 0.1113 | 0.11121
| SPS1 | CH | Electricity generation capacity¦Gas¦CHP Gas (for District Heating) | GWe/yr. | 0.058555 | 0.00055956 | 0.00055891 | 0 | 0 | 0 | 0 | 0 | 0 | 0 | 0 | 0
| SPS1 | CH | Electricity generation capacity¦Gas¦CHP Fuel Cell Gas (for District Heating) | GWe/yr. | 0 | 0 | 0 | 0 | 0 | 0 | 0 | 0 | 0 | 0 | 0 | 0
| SPS1 | CH | Electricity generation capacity¦Gas¦Industrial CHPs gas | GWe/yr. | 0.030359 | 0.022456 | 0.014337 | 0.018054 | 0.04564 | 0.045621 | 0.021653 | 0.021549 | 0.056736 | 0.051299 | 0.065313 | 0.065763
| SPS1 | CH | Electricity generation capacity¦Gas¦Industrial CHPs gas (CCS) | GWe/yr. | 0 | 0 | 0 | 0 | 0 | 0.0016551 | 0.00181 | 0.0069687 | 0.013275 | 0.01378 | 0.01881 | 0.025938
| SPS1 | CH | Electricity generation capacity¦Gas¦Industrial CHPs fuel cells (gas reformer) | GWe/yr. | 0 | 0 | 0 | 0 | 0.0009795 | 0.0011771 | 0.0011951 | 0.0016053 | 0.0014406 | 0.0020725 | 0.0013316 | 0.0014312
| SPS1 | CH | Electricity generation capacity¦Gas¦Residential single family CHPs gas | GWe/yr. | 0.0041847 | 0.0026165 | 0.0019958 | 0.0017593 | 0.0012836 | 0.00069563 | 0 | 0 | 0.0010808 | 0.0018134 | 0.0037343 | 0.0042286
| SPS1 | CH | Electricity generation capacity¦Gas¦Residential single family CHPs fuel cells gas | GWe/yr. | 0 | 0 | 0 | 0 | 0 | 0 | 0 | 0 | 0.00075118 | 0.0012693 | 0.0012787 | 0.0022243
| SPS1 | CH | Electricity generation capacity¦Gas¦Residential multi family CHPs gas | GWe/yr. | 0.0094097 | 0.011929 | 0.011925 | 0.011816 | 0.011463 | 0.005356 | 0 | 0 | 0.0023574 | 0.0079001 | 0.014333 | 0.016991
| SPS1 | CH | Electricity generation capacity¦Gas¦Residential multi family CHPs fuel cells gas | GWe/yr. | 0 | 0 | 0 | 0 | 0 | 0 | 0 | 0 | 0.0022694 | 0.0035204 | 0.0035448 | 0.0060881
| SPS1 | CH | Electricity generation capacity¦Gas¦Services sectors CHPs (bio)gas | GWe/yr. | 0.073512 | 0.084823 | 0.087036 | 0.087126 | 0.087134 | 0.087135 | 0.088063 | 0.089383 | 0.089379 | 0.089389 | 0.096475 | 0.096654
| SPS1 | CH | Electricity generation capacity¦Gas¦Services sectors CHPs gas | GWe/yr. | 0.065199 | 0.053598 | 0.053168 | 0.051412 | 0.042462 | 0.024845 | 0 | 0 | 0.0021541 | 0.0025244 | 0.0025526 | 0.0039433
| SPS1 | CH | Electricity generation capacity¦Gas¦Services sectors CHPs fuel cells (gas reformer) | GWe/yr. | 0 | 0 | 0 | 0 | 0 | 0 | 0 | 0 | 0.0010784 | 0.0017642 | 0.0015034 | 0.0027837
| SPS1 | CH | Electricity generation capacity¦Wastes | GWe/yr. | 0.43726 | 0.3976 | 0.39671 | 0.36008 | 0.40437 | 0.43834 | 0.53583 | 0.53597 | 0.52005 | 0.5138 | 0.51982 | 0.51136
| SPS1 | CH | Electricity generation capacity¦Wastes¦Wastes Incineration (electric only) | GWe/yr. | 0.31232 | 0.3123 | 0.31229 | 0.27599 | 0.32104 | 0.29719 | 0.22584 | 0.20544 | 0.1938 | 0.19012 | 0.19645 | 0.19149
| SPS1 | CH | Electricity generation capacity¦Wastes¦Wastes Incineration (electric only) CCS | GWe/yr. | 0 | 0 | 0 | 0 | 0 | 0.043303 | 0.18126 | 0.18276 | 0.18276 | 0.18275 | 0.17598 | 0.17048
| SPS1 | CH | Electricity generation capacity¦Wastes¦CHP Wastes (for District Heating) | GWe/yr. | 0.078399 | 0.071381 | 0.070496 | 0.070495 | 0.069935 | 0.065325 | 0.059419 | 0.039394 | 0.039392 | 0.039405 | 0.035643 | 0.039712
| SPS1 | CH | Electricity generation capacity¦Wastes¦CHP Wastes (for District Heating) CCS | GWe/yr. | 0 | 0 | 0 | 0 | 0 | 0.017549 | 0.039634 | 0.042845 | 0.042851 | 0.042929 | 0.053287 | 0.050887
| SPS1 | CH | Electricity generation capacity¦Wastes¦Industrial CHPs wastes | GWe/yr. | 0.046537 | 0.013925 | 0.013924 | 0.013588 | 0.013399 | 0.0126 | 0.00068488 | 0.00062661 | 0.00060003 | 0.00060196 | 0.00029793 | 0.00038652
| SPS1 | CH | Electricity generation capacity¦Wastes¦Industrial CHPs wastes CCS | GWe/yr. | 0 | 0 | 0 | 0 | 0 | 0.0023739 | 0.028992 | 0.064901 | 0.060649 | 0.057987 | 0.058161 | 0.058406
| SPS1 | CH | Electricity generation capacity¦Wood | GWe/yr. | 0.021366 | 0.018365 | 0.058177 | 0.060054 | 0.078068 | 0.18188 | 0.24583 | 0.28863 | 0.26696 | 0.27669 | 0.27562 | 0.2821
| SPS1 | CH | Electricity generation capacity¦Wood¦CHP Wood (for District Heating) | GWe/yr. | 0.013151 | 0.0003104 | 0.015934 | 0.0011866 | 0.0017227 | 0.049053 | 0.054475 | 0.05431 | 0.047685 | 0.053698 | 0.058442 | 0.06337
| SPS1 | CH | Electricity generation capacity¦Wood¦Biomass with CCS (BECCS) | GWe/yr. | 0 | 0 | 0 | 0 | 0 | 0.0002648 | 0.00065853 | 0.00068599 | 0.020463 | 0.023077 | 0.025087 | 0.027163
| SPS1 | CH | Electricity generation capacity¦Wood¦Industrial CHPs wood | GWe/yr. | 0.0082147 | 0.018055 | 0.042243 | 0.057352 | 0.073199 | 0.060039 | 0.032634 | 0.017683 | 0.0011866 | 0.00058242 | 0.00052668 | 0.00055213
| SPS1 | CH | Electricity generation capacity¦Wood¦Industrial CHPs wood (CCS) | GWe/yr. | 0 | 0 | 0 | 0 | 0 | 0.063769 | 0.14515 | 0.19579 | 0.17809 | 0.1847 | 0.18285 | 0.18197
| SPS1 | CH | Electricity generation capacity¦Wood¦Residential single family CHPs wood | GWe/yr. | 0 | 0 | 0 | 0.00041609 | 0.00085525 | 0.0016547 | 0.0017025 | 0.0028594 | 0.0020727 | 0.0018937 | 0.0016565 | 0.0022208
| SPS1 | CH | Electricity generation capacity¦Wood¦Residential multi family CHPs wood | GWe/yr. | 0 | 0 | 0 | 0.00060086 | 0.0014483 | 0.005839 | 0.010007 | 0.0159 | 0.015526 | 0.011081 | 0.0056798 | 0.0047334
| SPS1 | CH | Electricity generation capacity¦Wood¦Services sectors CHPs wood | GWe/yr. | 0 | 0 | 0 | 0.00049837 | 0.00084234 | 0.001263 | 0.0012118 | 0.0014051 | 0.0019373 | 0.0016594 | 0.0013866 | 0.0020921
| SPS1 | CH | Electricity generation capacity¦Wind | GWe/yr. | 0.08712 | 0.09066 | 0.083656 | 0.34087 | 0.60449 | 0.77809 | 1.7161 | 1.9514 | 1.9517 | 1.9522 | 1.9522 | 1.9535
| SPS1 | CH | Electricity generation capacity¦Wind¦Wind turbines | GWe/yr. | 0.08712 | 0.09066 | 0.083656 | 0.34087 | 0.60449 | 0.77809 | 1.7161 | 1.9514 | 1.9517 | 1.9522 | 1.9522 | 1.9535
| SPS1 | CH | Electricity generation capacity¦Solar | GWe/yr. | 2.9747 | 4.3709 | 8.5994 | 11.528 | 19.4673 | 29.4071 | 35.4249 | 38.5332 | 39.9846 | 41.405 | 41.1837 | 42.148
| SPS1 | CH | Electricity generation capacity¦Solar¦Solar PV (large scale) | GWe/yr. | 0 | 0 | 0.00059971 | 0.050117 | 0.42371 | 2.9231 | 4.2467 | 5.4097 | 5.1715 | 4.8161 | 2.7283 | 1.731
| SPS1 | CH | Electricity generation capacity¦Solar¦Solar PV (Industry) | GWe/yr. | 1.1186 | 1.6529 | 2.4453 | 2.3764 | 4.8944 | 5.1441 | 5.4066 | 5.6823 | 5.9722 | 6.2768 | 6.597 | 6.9335
| SPS1 | CH | Electricity generation capacity¦Solar¦Solar PV (Residential single family) | GWe/yr. | 0.67886 | 1.1559 | 3.2427 | 4.68 | 4.9213 | 5.1724 | 8.5824 | 9.3751 | 9.8533 | 10.356 | 10.8842 | 11.4395
| SPS1 | CH | Electricity generation capacity¦Solar¦Solar PV (Residential multi family) | GWe/yr. | 0.27425 | 0.43896 | 1.735 | 3.33 | 8.0801 | 9.3081 | 9.98 | 10.4891 | 11.0242 | 11.5865 | 12.1775 | 12.7987
| SPS1 | CH | Electricity generation capacity¦Solar¦Solar PV (Services) | GWe/yr. | 0.90293 | 1.1231 | 1.1759 | 1.0915 | 1.1477 | 6.8593 | 7.2092 | 7.5769 | 7.9634 | 8.3696 | 8.7966 | 9.2453
| SPS1 | CH | Electricity generation capacity¦Geothermal | GWe/yr. | 0 | 0 | 0 | 0 | 0 | 0 | 0.0053461 | 0.013056 | 0.013044 | 0.013042 | 0.013043 | 0.013049
| SPS1 | CH | Electricity generation capacity¦Geothermal¦Deep geothermal | GWe/yr. | 0 | 0 | 0 | 0 | 0 | 0 | 0.0053461 | 0.013056 | 0.013044 | 0.013042 | 0.013043 | 0.013049
| SPS1 | CH | Electricity generation capacity¦Hydrogen | GWe/yr. | 0 | 0 | 0 | 0.00067578 | 0.025202 | 0.028532 | 0.042737 | 0.13779 | 0.14858 | 0.14945 | 0.20471 | 0.2118
| SPS1 | CH | Electricity generation capacity¦Hydrogen¦CHP Fuel Cell Hydrogen (for District Heating) | GWe/yr. | 0 | 0 | 0 | 0 | 0 | 0.0032289 | 0.0033744 | 0.035144 | 0.044227 | 0.049549 | 0.068687 | 0.070704
| SPS1 | CH | Electricity generation capacity¦Hydrogen¦Industrial CHPs fuel cells (hydrogen) | GWe/yr. | 0 | 0 | 0 | 0 | 0.023178 | 0.023195 | 0.037398 | 0.095805 | 0.09412 | 0.090007 | 0.12293 | 0.12799
| SPS1 | CH | Electricity generation capacity¦Hydrogen¦Services sectors CHPs fuel cells (hydrogen) | GWe/yr. | 0 | 0 | 0 | 0.00067578 | 0.0020245 | 0.0021078 | 0.0019648 | 0.0068424 | 0.010234 | 0.0098969 | 0.01309 | 0.013113
| SPS1 | CH | Electricity generation capacity¦Electricity storage (non hydro) | GWe/yr. | 0.13074 | 0.13078 | 0.13095 | 0.23559 | 0.60188 | 1.3971 | 2.0551 | 3.3982 | 2.8572 | 2.6168 | 2.6582 | 2.6159
| SPS1 | CH | Electricity generation capacity¦Electricity storage (non hydro)¦CAES | GWe/yr. | 0.1 | 0.099986 | 0.099986 | 0.099987 | 0.099991 | 0.099993 | 0.099993 | 0.099991 | 0.099988 | 0.099985 | 0.099983 | 0.099982
| SPS1 | CH | Electricity generation capacity¦Electricity storage (non hydro)¦Battery storage large size centralised | GWe/yr. | 0.004938 | 0.0049472 | 0.0049698 | 0.0044307 | 0.25689 | 0.30922 | 0.3095 | 0.30989 | 0.30991 | 0.3108 | 0.3137 | 0.33564
| SPS1 | CH | Electricity generation capacity¦Electricity storage (non hydro)¦Battery storage medium size centralised | GWe/yr. | 0.0037128 | 0.0037199 | 0.0037377 | 0.00341 | 0.030014 | 0.6825 | 1.2789 | 2.5833 | 2.0244 | 1.7581 | 1.757 | 1.6917
| SPS1 | CH | Electricity generation capacity¦Electricity storage (non hydro)¦Batteries in industry | GWe/yr. | 0.0035779 | 0.0035842 | 0.0036124 | 0.023065 | 0.044007 | 0.065629 | 0.06134 | 0.084991 | 0.10263 | 0.09972 | 0.12518 | 0.10955
| SPS1 | CH | Electricity generation capacity¦Electricity storage (non hydro)¦Batteries in residential single family houses | GWe/yr. | 0.0074946 | 0.0075075 | 0.0075439 | 0.038577 | 0.056979 | 0.071664 | 0.099524 | 0.12092 | 0.11972 | 0.12904 | 0.13835 | 0.13788
| SPS1 | CH | Electricity generation capacity¦Electricity storage (non hydro)¦Batteries in residential multi-family houses | GWe/yr. | 0.0075165 | 0.0075296 | 0.0075667 | 0.039084 | 0.067813 | 0.099528 | 0.12286 | 0.12208 | 0.12088 | 0.13158 | 0.13446 | 0.14488
| SPS1 | CH | Electricity generation capacity¦Electricity storage (non hydro)¦Batteries in Services sector | GWe/yr. | 0.0035016 | 0.0035077 | 0.0035328 | 0.027033 | 0.046193 | 0.068548 | 0.082929 | 0.07708 | 0.079751 | 0.087525 | 0.089498 | 0.09634
| SPS1 | CH | Space and water heat boiler capacity in Residential sector | GWth/yr. | 11.1642 | 12.0147 | 12.255 | 13.256 | 10.7576 | 10.4694 | 10.8797 | 10.9973 | 10.5139 | 10.3615 | 10.0366 | 9.8418
| SPS1 | CH | Space and water heat boiler capacity in Residential sector¦Space heating | GWth/yr. | 9.3031 | 9.9955 | 10.2596 | 11.1338 | 8.9314 | 8.4361 | 8.5306 | 8.5024 | 8.3399 | 8.4416 | 8.1634 | 7.9568
| SPS1 | CH | Space and water heat boiler capacity in Residential sector¦Space heating¦Electricty | GWth/yr. | 2.1117 | 2.416 | 2.6012 | 3.4639 | 4.3581 | 5.4393 | 5.6866 | 6.1708 | 6.2166 | 6.3444 | 6.2855 | 6.1946
| SPS1 | CH | Space and water heat boiler capacity in Residential sector¦Space heating¦Electricty¦Electric boiler | GWth/yr. | 0.67259 | 0.70333 | 0.69138 | 0.68215 | 0.29312 | 0.17183 | 0.14921 | 0.14837 | 0.23035 | 0.35759 | 0.29882 | 0.20575
| SPS1 | CH | Space and water heat boiler capacity in Residential sector¦Space heating¦Electricty¦Heat pump electric | GWth/yr. | 1.4391 | 1.7126 | 1.9098 | 2.7817 | 4.065 | 5.2675 | 5.5374 | 6.0225 | 5.9862 | 5.9868 | 5.9867 | 5.9889
| SPS1 | CH | Space and water heat boiler capacity in Residential sector¦Space heating¦Oil | GWth/yr. | 3.4074 | 3.4074 | 3.4074 | 3.4074 | 0.88581 | 0.0027137 | 0.0026826 | 0.0024203 | 0.0019835 | 0.0019571 | 0.0018102 | 0.0019387
| SPS1 | CH | Space and water heat boiler capacity in Residential sector¦Space heating¦Oil¦Light fuel oil boiler | GWth/yr. | 3.4074 | 3.4074 | 3.4074 | 3.4074 | 0.88581 | 0.0027137 | 0.0026826 | 0.0024203 | 0.0019835 | 0.0019571 | 0.0018102 | 0.0019387
| SPS1 | CH | Space and water heat boiler capacity in Residential sector¦Space heating¦Gas | GWth/yr. | 2.7688 | 2.9891 | 3.0663 | 3.0665 | 2.8151 | 1.9771 | 1.6803 | 0.87401 | 0.8284 | 0.82185 | 0.72204 | 0.63678
| SPS1 | CH | Space and water heat boiler capacity in Residential sector¦Space heating¦Gas¦Gas boiler | GWth/yr. | 2.7688 | 2.9891 | 3.0603 | 3.0604 | 2.5104 | 1.6751 | 1.1817 | 0.63338 | 0.58936 | 0.58159 | 0.48249 | 0.39514
| SPS1 | CH | Space and water heat boiler capacity in Residential sector¦Space heating¦Gas¦Heat pump gas | GWth/yr. | 3.0435e-06 | 5.4492e-05 | 0.0059893 | 0.0061445 | 0.30471 | 0.30204 | 0.49856 | 0.24062 | 0.23903 | 0.24026 | 0.23955 | 0.24164
| SPS1 | CH | Space and water heat boiler capacity in Residential sector¦Space heating¦Coal | GWth/yr. | 0.007 | 0.0069882 | 0.0013167 | 0.00071548 | 0.00018532 | 0 | 0 | 0 | 0 | 0 | 0 | 0
| SPS1 | CH | Space and water heat boiler capacity in Residential sector¦Space heating¦Coal¦Coal boiler | GWth/yr. | 0.007 | 0.0069882 | 0.0013167 | 0.00071548 | 0.00018532 | 0 | 0 | 0 | 0 | 0 | 0 | 0
| SPS1 | CH | Space and water heat boiler capacity in Residential sector¦Space heating¦Wood | GWth/yr. | 0.68965 | 0.79693 | 0.80294 | 0.80292 | 0.46786 | 0.41082 | 0.4183 | 0.5079 | 0.35614 | 0.3402 | 0.23014 | 0.20262
| SPS1 | CH | Space and water heat boiler capacity in Residential sector¦Space heating¦Wood¦Wood boiler | GWth/yr. | 0.68965 | 0.79693 | 0.80294 | 0.80292 | 0.46786 | 0.41082 | 0.4183 | 0.5079 | 0.35614 | 0.3402 | 0.23014 | 0.20262
| SPS1 | CH | Space and water heat boiler capacity in Residential sector¦Space heating¦Pellets | GWth/yr. | 0.2044 | 0.2411 | 0.24125 | 0.25245 | 0.26175 | 0.2681 | 0.27417 | 0.28202 | 0.28345 | 0.28848 | 0.28911 | 0.29244
| SPS1 | CH | Space and water heat boiler capacity in Residential sector¦Space heating¦Pellets¦Pellets boiler | GWth/yr. | 0.2044 | 0.2411 | 0.24125 | 0.25245 | 0.26175 | 0.2681 | 0.27417 | 0.28202 | 0.28345 | 0.28848 | 0.28911 | 0.29244
| SPS1 | CH | Space and water heat boiler capacity in Residential sector¦Space heating¦Solar | GWth/yr. | 0.11421 | 0.13797 | 0.13927 | 0.13993 | 0.14257 | 0.33801 | 0.46852 | 0.66523 | 0.65333 | 0.6447 | 0.63479 | 0.62841
| SPS1 | CH | Space and water heat boiler capacity in Residential sector¦Space heating¦Solar¦Solar thermal | GWth/yr. | 0.11421 | 0.13797 | 0.13927 | 0.13993 | 0.14257 | 0.33801 | 0.46852 | 0.66523 | 0.65333 | 0.6447 | 0.63479 | 0.62841
| SPS1 | CH | Space and water heat boiler capacity in Residential sector¦Space heating¦Hydrogen | GWth/yr. | 0 | 0 | 0 | 0 | 0 | 0 | 0 | 0 | 0 | 0 | 0 | 0
| SPS1 | CH | Space and water heat boiler capacity in Residential sector¦Space heating¦Hydrogen¦Hydrogen boiler | GWth/yr. | 0 | 0 | 0 | 0 | 0 | 0 | 0 | 0 | 0 | 0 | 0 | 0
| SPS1 | CH | Space and water heat boiler capacity in Residential sector¦Water heating | GWth/yr. | 1.8611 | 2.0192 | 1.9954 | 2.1222 | 1.8262 | 2.0333 | 2.3491 | 2.4949 | 2.174 | 1.9199 | 1.8732 | 1.885
| SPS1 | CH | Space and water heat boiler capacity in Residential sector¦Water heating¦Electricty | GWth/yr. | 0.65103 | 0.71926 | 0.82037 | 1.0374 | 1.1031 | 1.2578 | 1.2426 | 1.251 | 1.368 | 1.4873 | 1.3439 | 1.4203
| SPS1 | CH | Space and water heat boiler capacity in Residential sector¦Water heating¦Electricty¦Electric boiler | GWth/yr. | 0.43767 | 0.47305 | 0.47305 | 0.47307 | 0.19955 | 0.103 | 0.1023 | 0.10481 | 0.11734 | 0.18636 | 0.18918 | 0.14833
| SPS1 | CH | Space and water heat boiler capacity in Residential sector¦Water heating¦Electricty¦Heat pump electric | GWth/yr. | 0.21336 | 0.2462 | 0.34732 | 0.56428 | 0.90356 | 1.1548 | 1.1403 | 1.1462 | 1.2506 | 1.301 | 1.1547 | 1.272
| SPS1 | CH | Space and water heat boiler capacity in Residential sector¦Water heating¦Oil | GWth/yr. | 0.47738 | 0.47737 | 0.14691 | 0.041705 | 0.010961 | 0.00031865 | 0.00030618 | 0.00012296 | 0.0002848 | 0.00030616 | 0.00031892 | 0.00031963
| SPS1 | CH | Space and water heat boiler capacity in Residential sector¦Water heating¦Oil¦Light fuel oil boiler | GWth/yr. | 0.47738 | 0.47737 | 0.14691 | 0.041705 | 0.010961 | 0.00031865 | 0.00030618 | 0.00012296 | 0.0002848 | 0.00030616 | 0.00031892 | 0.00031963
| SPS1 | CH | Space and water heat boiler capacity in Residential sector¦Water heating¦Gas | GWth/yr. | 0.4361 | 0.43613 | 0.64174 | 0.65642 | 0.51831 | 0.24919 | 0.24089 | 0.12243 | 0.11154 | 0.10173 | 0.10338 | 0.094142
| SPS1 | CH | Space and water heat boiler capacity in Residential sector¦Water heating¦Gas¦Gas boiler | GWth/yr. | 0.4361 | 0.43611 | 0.64051 | 0.65516 | 0.46532 | 0.19712 | 0.15073 | 0.074115 | 0.065248 | 0.05657 | 0.057035 | 0.047471
| SPS1 | CH | Space and water heat boiler capacity in Residential sector¦Water heating¦Gas¦Heat pump gas | GWth/yr. | 4.7729e-11 | 1.8483e-05 | 0.001231 | 0.0012564 | 0.052992 | 0.052075 | 0.090162 | 0.048314 | 0.046297 | 0.045161 | 0.04634 | 0.04667
| SPS1 | CH | Space and water heat boiler capacity in Residential sector¦Water heating¦Coal | GWth/yr. | 0 | 0 | 0 | 0 | 0 | 0 | 0 | 0 | 0 | 0 | 0 | 0
| SPS1 | CH | Space and water heat boiler capacity in Residential sector¦Water heating¦Coal¦Coal boiler | GWth/yr. | 0 | 0 | 0 | 0 | 0 | 0 | 0 | 0 | 0 | 0 | 0 | 0
| SPS1 | CH | Space and water heat boiler capacity in Residential sector¦Water heating¦Wood | GWth/yr. | 0.035322 | 0.040476 | 0.040407 | 0.040315 | 0.017062 | 0.015107 | 0.015151 | 0.02076 | 0.012682 | 0.011162 | 0.0084213 | 0.0072001
| SPS1 | CH | Space and water heat boiler capacity in Residential sector¦Water heating¦Wood¦Wood boiler | GWth/yr. | 0.035322 | 0.040476 | 0.040407 | 0.040315 | 0.017062 | 0.015107 | 0.015151 | 0.02076 | 0.012682 | 0.011162 | 0.0084213 | 0.0072001
| SPS1 | CH | Space and water heat boiler capacity in Residential sector¦Water heating¦Pellets | GWth/yr. | 0.011241 | 0.013223 | 0.0132 | 0.013197 | 0.0096481 | 0.0098745 | 0.010105 | 0.011025 | 0.010442 | 0.010476 | 0.010664 | 0.0111
| SPS1 | CH | Space and water heat boiler capacity in Residential sector¦Water heating¦Pellets¦Pellets boiler | GWth/yr. | 0.011241 | 0.013223 | 0.0132 | 0.013197 | 0.0096481 | 0.0098745 | 0.010105 | 0.011025 | 0.010442 | 0.010476 | 0.010664 | 0.0111
| SPS1 | CH | Space and water heat boiler capacity in Residential sector¦Water heating¦Solar | GWth/yr. | 0.25001 | 0.33277 | 0.3328 | 0.33325 | 0.16707 | 0.50103 | 0.84009 | 1.0896 | 0.67112 | 0.30889 | 0.40652 | 0.35192
| SPS1 | CH | Space and water heat boiler capacity in Residential sector¦Water heating¦Solar¦Solar thermal | GWth/yr. | 0.25001 | 0.33277 | 0.3328 | 0.33325 | 0.16707 | 0.50103 | 0.84009 | 1.0896 | 0.67112 | 0.30889 | 0.40652 | 0.35192
| SPS1 | CH | Space and water heat boiler capacity in Residential sector¦Water heating¦Hydrogen | GWth/yr. | 0 | 0 | 0 | 0 | 0 | 0 | 0 | 0 | 0 | 0 | 0 | 0
| SPS1 | CH | Space and water heat boiler capacity in Residential sector¦Water heating¦Hydrogen¦Hydrogen boiler | GWth/yr. | 0 | 0 | 0 | 0 | 0 | 0 | 0 | 0 | 0 | 0 | 0 | 0
| SPS1 | CH | Process and space heating capacity in industry sectors | GWth/yr. | 3.6051 | 3.7431 | 3.6168 | 4.3458 | 3.9577 | 3.6485 | 3.3205 | 3.0523 | 3.0604 | 3.2303 | 3.1482 | 3.1477
| SPS1 | CH | Process and space heating capacity in industry sectors¦Electricity | GWth/yr. | 0.61671 | 0.81361 | 0.95373 | 1.6942 | 1.7792 | 1.8538 | 1.7644 | 1.8937 | 1.8784 | 1.8572 | 1.9101 | 1.9266
| SPS1 | CH | Process and space heating capacity in industry sectors¦Electricity¦Electric boiler | GWth/yr. | 0.55645 | 0.73645 | 0.7596 | 1.3676 | 1.3569 | 1.3277 | 1.1381 | 1.1492 | 1.1546 | 1.1365 | 1.1941 | 1.2104
| SPS1 | CH | Process and space heating capacity in industry sectors¦Electricity¦Heat pump electric | GWth/yr. | 0.060263 | 0.077154 | 0.19414 | 0.32661 | 0.42225 | 0.52616 | 0.62635 | 0.74441 | 0.72375 | 0.7207 | 0.71601 | 0.71623
| SPS1 | CH | Process and space heating capacity in industry sectors¦Oil | GWth/yr. | 0.48203 | 0.49381 | 0.38894 | 0.38713 | 0.25236 | 0.16622 | 0.098891 | 0.016046 | 0.016944 | 0.016383 | 0.015894 | 0.015564
| SPS1 | CH | Process and space heating capacity in industry sectors¦Oil¦Light fuel boiler | GWth/yr. | 0.37634 | 0.38799 | 0.388 | 0.38691 | 0.25205 | 0.16565 | 0.098628 | 0.016046 | 0.016944 | 0.016383 | 0.015894 | 0.015564
| SPS1 | CH | Process and space heating capacity in industry sectors¦Oil¦Heavy fuel boiler | GWth/yr. | 0.10569 | 0.10582 | 0.00093815 | 0.00021824 | 0.00030972 | 0.00057315 | 0.00026347 | 2.1772e-08 | 1.5359e-08 | 2.1499e-08 | 1.5748e-08 | 3.1413e-08
| SPS1 | CH | Process and space heating capacity in industry sectors¦Gas | GWth/yr. | 1.5566 | 1.5589 | 1.5995 | 1.5826 | 0.66625 | 0.39065 | 0.2453 | 0.15554 | 0.062593 | 0.073007 | 0.061879 | 0.054703
| SPS1 | CH | Process and space heating capacity in industry sectors¦Gas¦Gas boiler | GWth/yr. | 1.5566 | 1.5571 | 1.5962 | 1.5803 | 0.66279 | 0.38568 | 0.2406 | 0.14845 | 0.056475 | 0.065622 | 0.054933 | 0.046722
| SPS1 | CH | Process and space heating capacity in industry sectors¦Gas¦Heat pump gas | GWth/yr. | 0 | 0.001833 | 0.0033109 | 0.0022978 | 0.003463 | 0.0049721 | 0.0047059 | 0.0070852 | 0.0061177 | 0.0073851 | 0.0069466 | 0.0079813
| SPS1 | CH | Process and space heating capacity in industry sectors¦Gas¦Biogas boiler | GWth/yr. | 0.017014 | 0.031924 | 0.058281 | 0.17109 | 0.18398 | 0.24836 | 0.2067 | 0.23334 | 0.22795 | 0.21648 | 0.22326 | 0.22276
| SPS1 | CH | Process and space heating capacity in industry sectors¦Coal | GWth/yr. | 0.26172 | 0.17842 | 0.0019128 | 0.00016828 | 0.00022447 | 0.00046841 | 0.00022626 | 2.2092e-06 | 4.3585e-06 | 5.1998e-06 | 5.4377e-06 | 8.0711e-06
| SPS1 | CH | Process and space heating capacity in industry sectors¦Coal¦Coal boiler | GWth/yr. | 0.26172 | 0.17842 | 0.0019128 | 0.00016828 | 0.00022447 | 0.00046841 | 0.00022626 | 2.2092e-06 | 4.3585e-06 | 5.1998e-06 | 5.4377e-06 | 8.0711e-06
| SPS1 | CH | Process and space heating capacity in industry sectors¦Wood | GWth/yr. | 0.28883 | 0.34399 | 0.34411 | 0.37774 | 0.40514 | 0.40616 | 0.37854 | 0.36674 | 0.32527 | 0.43601 | 0.32825 | 0.32541
| SPS1 | CH | Process and space heating capacity in industry sectors¦Wood¦Wood boiler | GWth/yr. | 0.28883 | 0.34399 | 0.34411 | 0.37774 | 0.40514 | 0.40616 | 0.37854 | 0.36674 | 0.32527 | 0.43601 | 0.32825 | 0.32541
| SPS1 | CH | Process and space heating capacity in industry sectors¦Pellets | GWth/yr. | 0.029861 | 0.038242 | 0.038511 | 0.041917 | 0.043252 | 0.043285 | 0.044707 | 0.044515 | 0.044314 | 0.041977 | 0.042 | 0.036312
| SPS1 | CH | Process and space heating capacity in industry sectors¦Pellets¦Pellet boiler | GWth/yr. | 0.029861 | 0.038242 | 0.038511 | 0.041917 | 0.043252 | 0.043285 | 0.044707 | 0.044515 | 0.044314 | 0.041977 | 0.042 | 0.036312
| SPS1 | CH | Process and space heating capacity in industry sectors¦Wastes | GWth/yr. | 0.35955 | 0.30343 | 0.27747 | 0.24948 | 0.22386 | 0.19599 | 0.19598 | 0.0016305 | 0.00093219 | 0.00059379 | 0.00019808 | 9.5221e-05
| SPS1 | CH | Process and space heating capacity in industry sectors¦Wastes¦Wastes boiler | GWth/yr. | 0.35955 | 0.30343 | 0.27747 | 0.24948 | 0.22386 | 0.19599 | 0.19598 | 0.0016305 | 0.00093219 | 0.00059379 | 0.00019808 | 9.5221e-05
| SPS1 | CH | Process and space heating capacity in industry sectors¦Solar | GWth/yr. | 0.0098215 | 0.012636 | 0.01264 | 0.012646 | 0.012649 | 0.013034 | 0.013341 | 0.013356 | 0.013358 | 0.013362 | 0.013369 | 0.013401
| SPS1 | CH | Process and space heating capacity in industry sectors¦Solar¦Solar thermal | GWth/yr. | 0.0098215 | 0.012636 | 0.01264 | 0.012646 | 0.012649 | 0.013034 | 0.013341 | 0.013356 | 0.013358 | 0.013362 | 0.013369 | 0.013401
| SPS1 | CH | Process and space heating capacity in industry sectors¦Hydrogen | GWth/yr. | 0 | 0 | 0 | 0 | 0.57481 | 0.57891 | 0.57906 | 0.56079 | 0.71862 | 0.79177 | 0.77644 | 0.7756
| SPS1 | CH | Process and space heating capacity in industry sectors¦Hydrogen¦Hydrogen boiler | GWth/yr. | 0 | 0 | 0 | 0 | 0.57481 | 0.57891 | 0.57906 | 0.56079 | 0.71862 | 0.79177 | 0.77644 | 0.7756
| SPS1 | CH | Space water and process heat boiler capacity in Services sectors | GWth/yr. | 6.1443 | 5.9914 | 6.1422 | 6.19 | 4.3904 | 4.6731 | 4.6055 | 4.3046 | 4.2085 | 4.2029 | 4.2518 | 4.5476
| SPS1 | CH | Space water and process heat boiler capacity in Services sectors¦Electricity | GWth/yr. | 0.61563 | 0.43099 | 0.58156 | 0.59812 | 0.59443 | 0.6083 | 0.59533 | 1.2774 | 1.4078 | 1.5126 | 1.5857 | 1.8406
| SPS1 | CH | Space water and process heat boiler capacity in Services sectors¦Electricity¦Electric boiler | GWth/yr. | 0.18501 | 0.00037796 | 0.15095 | 0.16749 | 0.16719 | 0.15364 | 0.10871 | 0.081699 | 0.10853 | 0.15239 | 0.09363 | 0.0865
| SPS1 | CH | Space water and process heat boiler capacity in Services sectors¦Electricity¦Heat pump electric | GWth/yr. | 0.43062 | 0.43062 | 0.43061 | 0.43062 | 0.42724 | 0.45466 | 0.48662 | 1.1957 | 1.2993 | 1.3602 | 1.492 | 1.7541
| SPS1 | CH | Space water and process heat boiler capacity in Services sectors¦Oil | GWth/yr. | 1.9286 | 1.9278 | 1.9276 | 1.9273 | 0.57335 | 0.38887 | 0.28625 | 0.10931 | 0.10927 | 0.10916 | 0.10913 | 0.10911
| SPS1 | CH | Space water and process heat boiler capacity in Services sectors¦Oil¦Light fuel boiler | GWth/yr. | 1.9286 | 1.9278 | 1.9276 | 1.9273 | 0.57335 | 0.38887 | 0.28625 | 0.10931 | 0.10927 | 0.10916 | 0.10913 | 0.10911
| SPS1 | CH | Space water and process heat boiler capacity in Services sectors¦Gas | GWth/yr. | 2.88 | 2.8801 | 2.8805 | 2.8805 | 1.8851 | 1.9593 | 1.2586 | 1.0182 | 1.01 | 1.0382 | 1.0978 | 1.0946
| SPS1 | CH | Space water and process heat boiler capacity in Services sectors¦Gas¦Gas boiler | GWth/yr. | 2.7747 | 2.7743 | 2.7741 | 2.7741 | 1.7126 | 1.6545 | 0.95388 | 0.72556 | 0.73882 | 0.69782 | 0.72749 | 0.72219
| SPS1 | CH | Space water and process heat boiler capacity in Services sectors¦Gas¦Heat pump gas | GWth/yr. | 5.6202e-06 | 0.00031594 | 0.0010316 | 0.0010695 | 0.0078745 | 0.018938 | 0.018836 | 0.028449 | 0.019256 | 0.043095 | 0.03204 | 0.036781
| SPS1 | CH | Space water and process heat boiler capacity in Services sectors¦Gas¦Biogas boiler | GWth/yr. | 0.10535 | 0.10545 | 0.10542 | 0.1054 | 0.16461 | 0.28587 | 0.28589 | 0.26421 | 0.25195 | 0.29731 | 0.33831 | 0.33564
| SPS1 | CH | Space water and process heat boiler capacity in Services sectors¦Wood | GWth/yr. | 0.47843 | 0.47846 | 0.47843 | 0.47831 | 0.60365 | 0.65004 | 1.2637 | 0.61863 | 0.32453 | 0.1838 | 0.061727 | 0.096005
| SPS1 | CH | Space water and process heat boiler capacity in Services sectors¦Wood¦Wood boiler | GWth/yr. | 0.47843 | 0.47846 | 0.47843 | 0.47831 | 0.60365 | 0.65004 | 1.2637 | 0.61863 | 0.32453 | 0.1838 | 0.061727 | 0.096005
| SPS1 | CH | Space water and process heat boiler capacity in Services sectors¦Pellets | GWth/yr. | 0.15052 | 0.17392 | 0.17391 | 0.17392 | 0.17324 | 0.18393 | 0.18405 | 0.2598 | 0.20785 | 0.19839 | 0.23721 | 0.27274
| SPS1 | CH | Space water and process heat boiler capacity in Services sectors¦Pellets¦Pellet boiler | GWth/yr. | 0.15052 | 0.17392 | 0.17391 | 0.17392 | 0.17324 | 0.18393 | 0.18405 | 0.2598 | 0.20785 | 0.19839 | 0.23721 | 0.27274
| SPS1 | CH | Space water and process heat boiler capacity in Services sectors¦Solar | GWth/yr. | 0.091137 | 0.10012 | 0.10016 | 0.10022 | 0.52605 | 0.83769 | 1.0004 | 1.0004 | 1.0004 | 1.0004 | 1.0004 | 1.0004
| SPS1 | CH | Space water and process heat boiler capacity in Services sectors¦Solar¦Solar thermal | GWth/yr. | 0.091137 | 0.10012 | 0.10016 | 0.10022 | 0.52605 | 0.83769 | 1.0004 | 1.0004 | 1.0004 | 1.0004 | 1.0004 | 1.0004
| SPS1 | CH | Space water and process heat boiler capacity in Services sectors¦Hydrogen | GWth/yr. | 0 | 0 | 0 | 0.031642 | 0.034577 | 0.045056 | 0.017139 | 0.020853 | 0.14854 | 0.16022 | 0.15982 | 0.13414
| SPS1 | CH | Space water and process heat boiler capacity in Services sectors¦Hydrogen¦Hydrogen boiler | GWth/yr. | 0 | 0 | 0 | 0.031642 | 0.034577 | 0.045056 | 0.017139 | 0.020853 | 0.14854 | 0.16022 | 0.15982 | 0.13414
| SPS1 | CH | Cars stock | Million | 4.674 | 4.7835 | 4.9797 | 5.2131 | 5.3806 | 5.548 | 5.6519 | 5.7565 | 6.0529 | 6.1875 | 6.3331 | 6.5003
| SPS1 | CH | Cars stock¦Electricity¦Existing battery electric cars | Million | 0.042037 | 0.036345 | 0.027061 | 0.014011 | 0 | 0 | 0 | 0 | 0 | 0 | 0 | 0
| SPS1 | CH | Cars stock¦Electricity¦New battery electric cars (<60kW) | Million | 0.0016374 | 0.0028223 | 0.0017168 | 0.16525 | 0.3021 | 0.35187 | 0.3617 | 0.36857 | 0.36248 | 0.36587 | 0.36445 | 0.36339
| SPS1 | CH | Cars stock¦Electricity¦New battery electric cars (60-100 kW) | Million | 0.0074382 | 0.012587 | 0.012806 | 0.29787 | 1.4625 | 1.7877 | 1.9109 | 1.8945 | 1.8878 | 1.8864 | 1.8821 | 1.8828
| SPS1 | CH | Cars stock¦Electricity¦New battery electric cars (100-140 kW) | Million | 0.0044029 | 0.0099331 | 0.27188 | 0.23931 | 0.27442 | 0.57797 | 0.53988 | 0.96884 | 1.0483 | 1.3073 | 2.2674 | 1.9287
| SPS1 | CH | Cars stock¦Electricity¦New battery electric cars (>140 kW) | Million | 0.015414 | 0.098637 | 0.10768 | 0.95756 | 1.5936 | 1.8994 | 1.9737 | 2.1593 | 2.347 | 2.1942 | 1.4026 | 1.9262
| SPS1 | CH | Cars stock¦Electricity¦New plug-in hybrid gasoline (<60 kW) | Million | 2.5933e-05 | 0.0004301 | 0.00060039 | 0.00087309 | 0.0010585 | 0.00066592 | 0.00062219 | 0.00025438 | 0.0018281 | 0.0031769 | 0.0038198 | 0.0046836
| SPS1 | CH | Cars stock¦Electricity¦New plug-in hybrid gasoline (60-100 kW) | Million | 0.004886 | 0.0076008 | 0.0074903 | 0.022573 | 0.01533 | 0.0086623 | 0.0013097 | 0.00067588 | 0.0040909 | 0.0042462 | 0.0035058 | 0.0018335
| SPS1 | CH | Cars stock¦Electricity¦New plug-in hybrid gasoline (100-140 kW) | Million | 0.0040687 | 0.012478 | 0.080276 | 0.19654 | 0.57861 | 0.4499 | 0.46893 | 0.1721 | 0.11545 | 0.0065448 | 0.0059819 | 0.0036245
| SPS1 | CH | Cars stock¦Electricity¦New plug-in hybrid gasoline (>140 kW) | Million | 0.0072627 | 0.012972 | 0.013352 | 0.017399 | 0.0092102 | 0.0044446 | 0.0018861 | 0.00092395 | 0.10204 | 0.2427 | 0.23299 | 0.22522
| SPS1 | CH | Cars stock¦Electricity¦New plug-in hybrid diesel (<60 kW) | Million | 1.508e-06 | 0.00046233 | 0.00060449 | 0.0011473 | 0.0012438 | 0.000763 | 0.0038509 | 0.0030905 | 0.0064265 | 0.00040968 | 0.00019577 | 0.00018714
| SPS1 | CH | Cars stock¦Electricity¦New plug-in hybrid diesel (60-100 kW) | Million | 2.5773e-07 | 0.0002223 | 0.00039712 | 0.22771 | 0.18634 | 0.10965 | 0.009787 | 0.0080902 | 0.0054761 | 0.00035109 | 0.0003107 | 0.00020276
| SPS1 | CH | Cars stock¦Electricity¦New plug-in hybrid diesel (100-140 kW) | Million | 4.0699e-06 | 0.028439 | 0.065792 | 0.058678 | 0.30603 | 0.24712 | 0.22697 | 0.048072 | 0.03119 | 0.00043471 | 0.0003845 | 0.00024304
| SPS1 | CH | Cars stock¦Electricity¦New plug-in hybrid diesel (>140 kW) | Million | 0.00025904 | 0.001997 | 0.0030017 | 0.072817 | 0.059955 | 0.035103 | 0.15237 | 0.13208 | 0.14093 | 0.1758 | 0.16935 | 0.16311
| SPS1 | CH | Cars stock¦Hydrogen¦New fuel cell cars (<60 kW) | Million | 0 | 2.5896e-05 | 3.5629e-05 | 7.0618e-07 | 2.0094e-06 | 2.7763e-06 | 2.5208e-06 | 2.3525e-06 | 2.3439e-06 | 2.204e-06 | 2.2759e-06 | 3.248e-06
| SPS1 | CH | Cars stock¦Hydrogen¦New fuel cell cars (60-100 kW) | Million | 6.3194e-06 | 1.6826e-05 | 2.1492e-05 | 5.3284e-06 | 5.6199e-06 | 5.5596e-06 | 5.5272e-06 | 5.4908e-06 | 5.4423e-06 | 5.4777e-06 | 5.5873e-06 | 6.8248e-06
| SPS1 | CH | Cars stock¦Hydrogen¦New fuel cell cars (100-140 kW) | Million | 5.3635e-05 | 0.0001165 | 0.00011494 | 8.6767e-06 | 6.647e-06 | 5.8088e-06 | 5.9365e-06 | 6.0704e-06 | 6.0805e-06 | 6.1126e-06 | 6.1869e-06 | 7.3967e-06
| SPS1 | CH | Cars stock¦Hydrogen¦New fuel cell cars (>140 kW) | Million | 0 | 1.2612e-05 | 1.7589e-05 | 4.7892e-06 | 5.5409e-06 | 5.5102e-06 | 5.5822e-06 | 5.5767e-06 | 5.5415e-06 | 5.5262e-06 | 5.6173e-06 | 6.8674e-06
| SPS1 | CH | Cars stock¦Motor Gasoline¦Total¦Conventional gasoline hybrid existing | Million | 0.065793 | 0.057063 | 0.043883 | 0.021947 | 0 | 0 | 0 | 0 | 0 | 0 | 0 | 0
| SPS1 | CH | Cars stock¦Motor Gasoline¦Total¦New conventional gasoline hybrid (<60 kW) | Million | 0.0056689 | 0.0066897 | 0.0056362 | 0.0052304 | 0.00087602 | 0.00026176 | 0 | 0 | 0 | 0 | 0 | 0
| SPS1 | CH | Cars stock¦Motor Gasoline¦Total¦New conventional gasoline hybrid (60-100 kW) | Million | 0.017227 | 0.052579 | 0.14143 | 0.12076 | 0.067398 | 0.0093216 | 0 | 0 | 0 | 0 | 0 | 0
| SPS1 | CH | Cars stock¦Motor Gasoline¦Total¦New conventional gasoline hybrid (100-140 kW) | Million | 0.014249 | 0.19508 | 0.18588 | 0.14994 | 0.048928 | 0.00023021 | 0 | 0 | 0 | 0 | 0 | 0
| SPS1 | CH | Cars stock¦Motor Gasoline¦Total¦New conventional gasoline hybrid (>140 kW) | Million | 0.0083198 | 0.014341 | 0.013934 | 0.011984 | 0.0024685 | 0.00017218 | 0 | 0 | 0 | 0 | 0 | 0
| SPS1 | CH | Cars stock¦Motor Gasoline¦Total¦Conventional gasoline ICE existing | Million | 2.4924 | 2.1592 | 1.5314 | 0.83144 | 0 | 0 | 0 | 0 | 0 | 0 | 0 | 0
| SPS1 | CH | Cars stock¦Motor Gasoline¦Total¦New conventional gasoline ICE (<60 kW) | Million | 0.036542 | 0.063461 | 0.12063 | 0.10035 | 0.044858 | 0.0061381 | 0 | 0 | 0 | 0 | 0 | 0
| SPS1 | CH | Cars stock¦Motor Gasoline¦Total¦New conventional gasoline ICE (60-100 kW) | Million | 0.21743 | 0.24375 | 0.33313 | 0.27169 | 0.06864 | 0.0094239 | 0 | 0 | 0 | 0 | 0 | 0
| SPS1 | CH | Cars stock¦Motor Gasoline¦Total¦New conventional gasoline ICE (100-140 kW) | Million | 0.18201 | 0.20396 | 0.38316 | 0.3235 | 0.1236 | 0.018355 | 0 | 0 | 0 | 0 | 0 | 0
| SPS1 | CH | Cars stock¦Motor Gasoline¦Total¦New conventional gasoline ICE (>140 kW) | Million | 0.15708 | 0.17941 | 0.31584 | 0.2648 | 0.096532 | 0.014198 | 0 | 0 | 0 | 0 | 0 | 0
| SPS1 | CH | Cars stock¦Motor Gasoline¦Total¦New mild hybrid gasoline (<60 kW) | Million | 0 | 3.1974e-05 | 7.3175e-05 | 0.00029491 | 0.00022512 | 0.00011586 | 0 | 0 | 0 | 0 | 0 | 0
| SPS1 | CH | Cars stock¦Motor Gasoline¦Total¦New mild hybrid gasoline (60-100 kW) | Million | 0 | 2.2222e-05 | 5.9248e-05 | 0.00020201 | 0.00015329 | 7.6419e-05 | 0 | 0 | 0 | 0 | 0 | 0
| SPS1 | CH | Cars stock¦Motor Gasoline¦Total¦New mild hybrid gasoline (100-140 kW) | Million | 0 | 2.2179e-05 | 5.9211e-05 | 0.00014377 | 0.00010583 | 4.8537e-05 | 0 | 0 | 0 | 0 | 0 | 0
| SPS1 | CH | Cars stock¦Motor Gasoline¦Total¦New mild hybrid gasoline (>140 kW) | Million | 0 | 2.762e-05 | 7.8132e-05 | 0.0002751 | 0.00020971 | 0.00010505 | 0 | 0 | 0 | 0 | 0 | 0
| SPS1 | CH | Cars stock¦Motor Diesel¦Total¦Conventional diesel hybrid existing | Million | 0 | 0 | 0 | 0 | 0 | 0 | 0 | 0 | 0 | 0 | 0 | 0
| SPS1 | CH | Cars stock¦Motor Diesel¦Total¦New conventional diesel hybrid (<60 kW) | Million | 1.5874e-06 | 0.00019978 | 0.00033156 | 0.00097661 | 0.00071159 | 0.00034947 | 0 | 0 | 0 | 0 | 0 | 0
| SPS1 | CH | Cars stock¦Motor Diesel¦Total¦New conventional diesel hybrid (60-100 kW) | Million | 0.00025979 | 0.096267 | 0.24062 | 0.20493 | 0.11914 | 0.015186 | 0 | 0 | 0 | 0 | 0 | 0
| SPS1 | CH | Cars stock¦Motor Diesel¦Total¦New conventional diesel hybrid (100-140 kW) | Million | 0.0018564 | 0.0039919 | 0.0040412 | 0.0033666 | 0.00095418 | 8.9235e-05 | 0 | 0 | 0 | 0 | 0 | 0
| SPS1 | CH | Cars stock¦Motor Diesel¦Total¦New conventional diesel hybrid (>140 kW) | Million | 0.0037729 | 0.0091564 | 0.0090487 | 0.0077337 | 0.0019539 | 0.0001041 | 0 | 0 | 0 | 0 | 0 | 0
| SPS1 | CH | Cars stock¦Motor Diesel¦Total¦Conventional diesel ICE existing | Million | 1.0586 | 0.91828 | 0.70636 | 0.35318 | 0 | 0 | 0 | 0 | 0 | 0 | 0 | 0
| SPS1 | CH | Cars stock¦Motor Diesel¦Total¦New conventional diesel ICE (<60 kW) | Million | 0.00044464 | 0.0059895 | 0.0058459 | 0.0048698 | 0.0017257 | 0.00011766 | 0 | 0 | 0 | 0 | 0 | 0
| SPS1 | CH | Cars stock¦Motor Diesel¦Total¦New conventional diesel ICE (60-100 kW) | Million | 0.06457 | 0.068636 | 0.068134 | 0.051784 | 0.0019698 | 6.6344e-05 | 0 | 0 | 0 | 0 | 0 | 0
| SPS1 | CH | Cars stock¦Motor Diesel¦Total¦New conventional diesel ICE (100-140 kW) | Million | 0.18324 | 0.19508 | 0.19313 | 0.15013 | 0.0057455 | 4.2389e-05 | 0 | 0 | 0 | 0 | 0 | 0
| SPS1 | CH | Cars stock¦Motor Diesel¦Total¦New conventional diesel ICE (>140 kW) | Million | 0.071262 | 0.079366 | 0.07827 | 0.061168 | 0.003447 | 3.2802e-05 | 0 | 0 | 0 | 0 | 0 | 0
| SPS1 | CH | Cars stock¦Motor Diesel¦Total¦New mild hybrid diesel (<60 kW) | Million | 0 | 2.7705e-05 | 5.7689e-05 | 0.00029268 | 0.00022586 | 0.00012002 | 0 | 0 | 0 | 0 | 0 | 0
| SPS1 | CH | Cars stock¦Motor Diesel¦Total¦New mild hybrid diesel (60-100 kW) | Million | 0 | 2.0008e-05 | 4.7774e-05 | 0.00016559 | 0.00012524 | 6.2787e-05 | 0 | 0 | 0 | 0 | 0 | 0
| SPS1 | CH | Cars stock¦Motor Diesel¦Total¦New mild hybrid diesel (100-140 kW) | Million | 0 | 1.9839e-05 | 4.7042e-05 | 0.00011606 | 8.4976e-05 | 3.9309e-05 | 0 | 0 | 0 | 0 | 0 | 0
| SPS1 | CH | Cars stock¦Motor Diesel¦Total¦New mild hybrid diesel (>140 kW) | Million | 0 | 1.7216e-05 | 4.0384e-05 | 9.7805e-05 | 7.1409e-05 | 3.2859e-05 | 0 | 0 | 0 | 0 | 0 | 0
| SPS1 | CH | Cars stock¦Gas¦Conventional gas ICE existing | Million | 0 | 0 | 0 | 0 | 0 | 0 | 0 | 0 | 0 | 0 | 0 | 0
| SPS1 | CH | Cars stock¦Gas¦New conventionalgas ICE (<60 kW) | Million | 0.00025626 | 0.00016862 | 0.00025793 | 8.1009e-06 | 1.9334e-07 | -6.7921e-07 | 0 | 0 | 0 | 0 | 0 | 0
| SPS1 | CH | Cars stock¦Gas¦New conventional gas ICE (60-100 kW) | Million | 0.0026902 | 0.0028329 | 0.002807 | -2.1673e-06 | -1.4677e-06 | -9.6609e-07 | 0 | 0 | 0 | 0 | 0 | 0
| SPS1 | CH | Cars stock¦Gas¦New conventional gas ICE (100-140 kW) | Million | 0.00015112 | 0.00016447 | 0.00018778 | 1.0807e-05 | 4.5777e-07 | -9.0691e-07 | 0 | 0 | 0 | 0 | 0 | 0
| SPS1 | CH | Cars stock¦Gas¦New conventional gas ICE (>140 kW) | Million | 0.0026074 | 0.0025389 | 0.0024512 | -1.8717e-06 | -1.5212e-06 | -1.003e-06 | 0 | 0 | 0 | 0 | 0 | 0
| SPS1 | CH | Urban buses stock | Thousand | 5.7258 | 5.6855 | 5.8439 | 6.5719 | 7.0454 | 7.2468 | 7.472 | 7.7128 | 7.9955 | 8.2326 | 8.4604 | 8.6791
| SPS1 | CH | Urban buses stock¦Electricity¦Existing electric urban buses | Thousand | 0.037771 | 0.030232 | 0.018895 | 0 | 0 | 0 | 0 | 0 | 0 | 0 | 0 | 0
| SPS1 | CH | Urban buses stock¦Electricity¦New electric urban buses (Mini) | Thousand | 3.0239e-05 | 0.06495 | 1.1971 | 2.5379 | 2.8244 | 2.8497 | 2.9216 | 3.0039 | 3.1586 | 3.252 | 3.3308 | 3.3608
| SPS1 | CH | Urban buses stock¦Electricity¦New electric urban buses (Midi) | Thousand | 0.0079065 | 0.023024 | 0.43227 | 0.75096 | 0.78903 | 0.82032 | 0.84956 | 0.88035 | 0.90281 | 0.93232 | 0.9574 | 0.99718
| SPS1 | CH | Urban buses stock¦Electricity¦New electric urban buses (Maxi) | Thousand | 0.034471 | 0.056495 | 1.8899 | 3.2797 | 3.427 | 3.5719 | 3.6968 | 3.8224 | 3.9286 | 4.0413 | 4.1644 | 4.3087
| SPS1 | CH | Urban buses stock¦Electricity¦New electric urban buses (Mega) | Thousand | 0.00042335 | 0.0020535 | 0.0035567 | 0.0020074 | 0.0035221 | 0.0036955 | 0.0039545 | 0.0059953 | 0.0049979 | 0.0064486 | 0.0072434 | 0.01183
| SPS1 | CH | Urban buses stock¦Hydrogen¦New fuel cell urban buses (Mini) | Thousand | 0 | 0 | 0 | 0.00024607 | 0.00019633 | 0.0001846 | 0.00017984 | 0.00018013 | 0.00014724 | 0.00015495 | 0.00016017 | 0.00017188
| SPS1 | CH | Urban buses stock¦Hydrogen¦New fuel cell urban buses (Midi) | Thousand | 0 | 0 | 0 | 0.00013151 | 0.00011946 | 9.9366e-05 | 8.6529e-05 | 0.00011694 | 0.00010045 | 0.00011361 | 0.00012492 | 0.00014166
| SPS1 | CH | Urban buses stock¦Hydrogen¦New fuel cell urban buses (Maxi) | Thousand | 0 | 0 | 0 | 0.00028382 | 0.00026494 | 0.00021195 | 0.00021509 | 0.00023529 | 0.00028533 | 0.00025978 | 0.00024364 | 0.0002313
| SPS1 | CH | Urban buses stock¦Hydrogen¦New fuel cell urban buses (Mega) | Thousand | 0 | 0 | 0 | 0 | 0 | 0 | 0 | 4.0646e-06 | 3.321e-06 | 7.403e-06 | 7.6787e-06 | 2.8876e-05
| SPS1 | CH | Urban buses stock¦Motor Diesel¦Total¦New conventional hybrid diesel urban buses (Mini) | Thousand | 0 | 0.36616 | 0.0007258 | -0.00023885 | -0.00031616 | -0.00030359 | -0.00028075 | -0.00024715 | 0 | 0 | 0 | 0
| SPS1 | CH | Urban buses stock¦Motor Diesel¦Total¦New conventional hybrid diesel urban buses (Midi) | Thousand | 0 | 0.00061244 | 0.000303 | 0 | 0 | 0 | 0 | 0 | 0 | 0 | 0 | 0
| SPS1 | CH | Urban buses stock¦Motor Diesel¦Total¦New conventional hybrid diesel urban buses (Maxi) | Thousand | 0 | 0.001108 | 0.00033046 | 0.00030192 | 0 | 0 | 0 | 0 | 0 | 0 | 0 | 0
| SPS1 | CH | Urban buses stock¦Motor Diesel¦Total¦New conventional hybrid diesel urban buses (Mega) | Thousand | 0 | 0 | 0 | 0 | 0.00015048 | 0.00011805 | 1.9141e-05 | 0 | 0 | 0 | 0 | 0
| SPS1 | CH | Urban buses stock¦Motor Diesel¦Total¦Existing ICE diesel urban buses | Thousand | 4.5678 | 3.6543 | 2.2838 | 0 | 0 | 0 | 0 | 0 | 0 | 0 | 0 | 0
| SPS1 | CH | Urban buses stock¦Motor Diesel¦Total¦New conventional ICE diesel urban buses (Mini) | Thousand | 0.00070464 | 0.21613 | 0.0010337 | -0.0004519 | -0.000306 | -0.00028888 | -0.00025183 | -0.00024357 | 0 | 0 | 0 | 0
| SPS1 | CH | Urban buses stock¦Motor Diesel¦Total¦New conventional ICE diesel urban buses (Midi) | Thousand | 0.18176 | 0.21464 | 0.00023958 | 0 | 0 | 0 | 0 | 0 | 0 | 0 | 0 | 0
| SPS1 | CH | Urban buses stock¦Motor Diesel¦Total¦New conventional ICE diesel urban buses (Maxi) | Thousand | 0.80616 | 0.97637 | 0.00059999 | 0.00087031 | 0.00026289 | 4.9787e-05 | 3.1169e-05 | 0 | 0 | 0 | 0 | 0
| SPS1 | CH | Urban buses stock¦Motor Diesel¦Total¦New conventional ICE diesel urban buses (Mega) | Thousand | 0.005258 | 0 | 0 | 0 | 0.0010526 | 0.0010308 | 0.00022955 | 0 | 0 | 0 | 0 | 0
| SPS1 | CH | Urban buses stock¦Motor Gas¦Total¦Existing ICE Gas urban buses | Thousand | 0.083573 | 0.06686 | 0.013657 | 0 | 0 | 0 | 0 | 0 | 0 | 0 | 0 | 0
| SPS1 | CH | Urban buses stock¦Motor Gas¦Total¦New conventional ICE gas urban buses (Mini) | Thousand | 0 | 0.011416 | 9.7371e-05 | -0.00022078 | -0.00031094 | -0.00028478 | -0.00025671 | -5.7821e-05 | 0 | 0 | 0 | 0
| SPS1 | CH | Urban buses stock¦Motor Gas¦Total¦New conventional ICE gas urban buses (Midi) | Thousand | 0 | 0.00040086 | 0.00023265 | -0.00011257 | -0.0002459 | -0.00018183 | -5.7386e-05 | 9.4842e-05 | 0 | 0 | 0 | 0
| SPS1 | CH | Urban buses stock¦Motor Gas¦Total¦New conventional ICE gas urban buses (Maxi) | Thousand | 0 | 0.00081527 | 0.0011259 | 0.00053907 | 6.5272e-06 | 3.6286e-05 | 0 | 0 | 0 | 0 | 0 | 0
| SPS1 | CH | Urban buses stock¦Motor Gas¦Total¦New conventional ICE gas urban buses (Mega) | Thousand | 0 | 0 | 0 | 0 | 0.00048038 | 0.00056876 | 0.0002045 | 0 | 0 | 0 | 0 | 0
| SPS1 | CH | Coaches stock | Thousand | 2.8565 | 2.8753 | 3.0911 | 3.1528 | 2.9446 | 2.9281 | 2.9405 | 2.9409 | 3.0345 | 3.1245 | 3.2109 | 3.2939
| SPS1 | CH | Coaches stock¦Electricity¦Existing electric Coaches | Thousand | 0 | 0 | 0 | 0 | 0 | 0 | 0 | 0 | 0 | 0 | 0 | 0
| SPS1 | CH | Coaches stock¦Electricity¦New electric Coaches (Mini) | Thousand | 0.0033714 | 0.016237 | 0.64655 | 1.6071 | 1.4193 | 1.4066 | 1.4155 | 1.4125 | 1.4577 | 1.4998 | 1.5408 | 1.5776
| SPS1 | CH | Coaches stock¦Electricity¦New electric Coaches (Midi) | Thousand | 0.010852 | 0.025914 | 0.91317 | 1.2745 | 1.2509 | 1.2509 | 1.2408 | 1.242 | 1.2958 | 1.3342 | 1.3712 | 1.4066
| SPS1 | CH | Coaches stock¦Electricity¦New electric Coaches (Maxi) | Thousand | 0.0023031 | 0.0066371 | 0.014139 | 0.043438 | 0.25486 | 0.26707 | 0.26799 | 0.26851 | 0.27695 | 0.28522 | 0.29312 | 0.30074
| SPS1 | CH | Coaches stock¦Electricity¦New electric Coaches (Mega) | Thousand | 0 | 0.00098665 | 0.0018997 | 0.0008438 | 0.0018642 | 0.0022439 | 0.0025157 | 0.0038222 | 0.0034073 | 0.0047166 | 0.0052513 | 0.0083499
| SPS1 | CH | Coaches stock¦Hydrogen¦New fuel cell Coaches (Mini) | Thousand | 0 | 0 | 0 | 0.00022399 | 0.00011006 | 0.00013531 | 0.00019012 | 0.00021728 | 0.00018697 | 0.00019058 | 0.00018148 | 0.00018504
| SPS1 | CH | Coaches stock¦Hydrogen¦New fuel cell Coaches (Midi) | Thousand | 0 | 0 | 0 | 0.00026577 | 0.00027349 | 0.00029101 | 0.00025352 | 0.00026501 | 0.00027732 | 0.00026638 | 0.00028839 | 0.00026147
| SPS1 | CH | Coaches stock¦Hydrogen¦New fuel cell Coaches (Maxi) | Thousand | 0 | 0 | 0 | 0.00023831 | 0.00025687 | 0.00012436 | 9.8312e-05 | 8.9364e-05 | 0.00010782 | 0.00011126 | 0.00010015 | 0.00013148
| SPS1 | CH | Coaches stock¦Hydrogen¦New fuel cell Coaches (Mega) | Thousand | 0 | 0 | 0 | 0 | 0 | 0 | 0 | 0 | 2.9561e-06 | 6.1193e-06 | 5.0889e-06 | 1.8429e-05
| SPS1 | CH | Coaches stock¦Motor Diesel¦Total¦New conventional hybrid diesel Coaches (Mini) | Thousand | 0 | 0.47098 | 0.49103 | -0.00015986 | -0.00036852 | -0.00036225 | -0.00034935 | -0.00023562 | 0 | 0 | 0 | 0
| SPS1 | CH | Coaches stock¦Motor Diesel¦Total¦New conventional hybrid diesel Coaches (Midi) | Thousand | 0 | 0.0030638 | 0.0049171 | 0.00040659 | -0.00035123 | -0.00034229 | -0.00031369 | -0.00016692 | 0 | 0 | 0 | 0
| SPS1 | CH | Coaches stock¦Motor Diesel¦Total¦New conventional hybrid diesel Coaches (Maxi) | Thousand | 0 | 0.001122 | 0.0034203 | 0.003675 | -0.0001063 | -0.00015749 | -0.00023451 | 0 | 0 | 0 | 0 | 0
| SPS1 | CH | Coaches stock¦Motor Diesel¦Total¦New conventional hybrid diesel Coaches (Mega) | Thousand | 0 | 0 | 0 | 0 | 6.1449e-05 | 4.5104e-05 | 1.1943e-05 | 0 | 0 | 0 | 0 | 0
| SPS1 | CH | Coaches stock¦Motor Diesel¦Total¦Existing ICE diesel Coaches | Thousand | 1.3033 | 1.0427 | 0.65166 | 0 | 0 | 0 | 0 | 0 | 0 | 0 | 0 | 0
| SPS1 | CH | Coaches stock¦Motor Diesel¦Total¦New conventional ICE diesel Coaches (Mini) | Thousand | 0.30578 | 0.37799 | 0.06506 | 0 | 0 | 0 | 0 | 0 | 0 | 0 | 0 | 0
| SPS1 | CH | Coaches stock¦Motor Diesel¦Total¦New conventional ICE diesel Coaches (Midi) | Thousand | 0.98779 | 0.73988 | 0.065522 | 0.003375 | 0 | 0 | 0 | 0 | 0 | 0 | 0 | 0
| SPS1 | CH | Coaches stock¦Motor Diesel¦Total¦New conventional ICE diesel Coaches (Maxi) | Thousand | 0.19666 | 0.15526 | 0.13461 | 0.13918 | 0.016489 | 0.00011948 | 0.00010651 | 0 | 0 | 0 | 0 | 0
| SPS1 | CH | Coaches stock¦Motor Diesel¦Total¦New conventional ICE diesel Coaches (Mega) | Thousand | 0.016687 | 0 | 0 | 6.2912e-06 | 0.0011481 | 0.0011785 | 0.00028563 | 0 | 0 | 0 | 0 | 0
| SPS1 | CH | Coaches stock¦Motor Gas¦Total¦Existing ICE Gas Coaches | Thousand | 0.02972 | 0.023778 | 0.014846 | 0 | 0 | 0 | 0 | 0 | 0 | 0 | 0 | 0
| SPS1 | CH | Coaches stock¦Motor Gas¦Total¦New conventional ICE gas Coaches (Mini) | Thousand | 0 | 0.0073539 | 0.0011857 | -0.00013849 | -0.00036562 | -0.00035522 | -0.0003133 | -1.268e-05 | 0 | 0 | 0 | 0
| SPS1 | CH | Coaches stock¦Motor Gas¦Total¦New conventional ICE gas Coaches (Midi) | Thousand | 0 | 0.0016853 | 0.0032138 | 0.00044481 | 0 | 0 | 0.013728 | 0.013955 | 0 | 0 | 0 | 0
| SPS1 | CH | Coaches stock¦Motor Gas¦Total¦New conventional ICE gas Coaches (Maxi) | Thousand | 0 | 0.0018076 | 0.079848 | 0.079381 | 8.7022e-05 | 3.6618e-05 | -2.4444e-05 | 0 | 0 | 0 | 0 | 0
| SPS1 | CH | Coaches stock¦Motor Gas¦Total¦New conventional ICE gas Coaches (Mega) | Thousand | 0 | 0 | 1.1942e-05 | 0 | 0.00041149 | 0.00060098 | 0.00029796 | 0 | 0 | 0 | 0 | 0
| SPS1 | CH | Light duty vehicles stock | Thousand | 393.3104 | 399.4002 | 407.0779 | 419.8734 | 443.9135 | 470.6435 | 502.0794 | 536.762 | 556.4511 | 572.9075 | 588.7599 | 603.9759
| SPS1 | CH | Light duty vehicles stock¦Electricity¦Existing electric light duty vehicles | Thousand | 1.9498 | 1.6899 | 1.3 | 0.64998 | 0 | 0 | 0 | 0 | 0 | 0 | 0 | 0
| SPS1 | CH | Light duty vehicles stock¦Electricity¦New electric light duty vehicles | Thousand | 1.6988 | 9.9789 | 182.215 | 215.4293 | 406.6098 | 470.6041 | 502.0775 | 536.76 | 556.4492 | 572.9055 | 588.7579 | 603.9735
| SPS1 | CH | Light duty vehicles stock¦Hydrogen¦New fuel cell electric light duty vehicles | Thousand | 0 | 0.0076962 | 0.010011 | 0.0021311 | 0.0020578 | 0.001974 | 0.0019604 | 0.0019639 | 0.0019562 | 0.0019489 | 0.0019803 | 0.0024047
| SPS1 | CH | Light duty vehicles stock¦Motor Gasoline¦Total¦Existing gasoline light duty vehicles | Thousand | 39.8342 | 39.825 | 30.6318 | 15.3173 | 0 | 0 | 0 | 0 | 0 | 0 | 0 | 0
| SPS1 | CH | Light duty vehicles stock¦Motor Gasoline¦Total¦New gasoline light duty vehicles | Thousand | 12.4347 | 14.1803 | 8.038 | 27.2332 | 21.8028 | 0.012242 | 0 | 0 | 0 | 0 | 0 | 0
| SPS1 | CH | Light duty vehicles stock¦Motor Diesel¦Total¦Existing ICE diesel light duty vehicles | Thousand | 228.5466 | 198.4605 | 76.331 | 76.3309 | 0 | 0 | 0 | 0 | 0 | 0 | 0 | 0
| SPS1 | CH | Light duty vehicles stock¦Motor Diesel¦Total¦New ICE diesel light duty vehicles | Thousand | 106.1682 | 125.225 | 98.8669 | 63.1459 | 0.23828 | 0.011424 | 0 | 0 | 0 | 0 | 0 | 0
| SPS1 | CH | Light duty vehicles stock¦Motor Diesel¦Total¦New hybrid diesel light duty vehicles | Thousand | 0 | 7.465 | 7.5249 | 21.7661 | 15.261 | 0.013821 | 0 | 0 | 0 | 0 | 0 | 0
| SPS1 | CH | Light duty vehicles stock¦Motor Gas¦Total¦New ICE Gas light duty vehicles | Thousand | 2.6781 | 2.568 | 2.1604 | -0.0014664 | -0.00047297 | 0 | 0 | 0 | 0 | 0 | 0 | 0
| SPS1 | CH | Heavy duty vehicles stock | Thousand | 41.6373 | 42.356 | 43.4965 | 45.3977 | 47.378 | 49.358 | 51.3633 | 53.3684 | 55.268 | 57.1941 | 59.2309 | 61.5499
| SPS1 | CH | Heavy duty vehicles stock¦Electricity¦Existing electric heavy duty vehicles | Thousand | 0 | 0 | 0 | 0 | 0 | 0 | 0 | 0 | 0 | 0 | 0 | 0
| SPS1 | CH | Heavy duty vehicles stock¦Electricity¦New electric heavy duty vehicles | Thousand | 0.051929 | 0.30264 | 40.0984 | 29.2203 | 9.1978 | 13.2978 | 47.2496 | 53.3448 | 55.262 | 57.1881 | 59.2249 | 61.5428
| SPS1 | CH | Heavy duty vehicles stock¦Hydrogen¦New fuel cell electric heavy duty vehicles | Thousand | 0.013979 | 0.045389 | 0.04675 | 0.0058235 | 0.0058369 | 0.0061951 | 0.006123 | 0.006056 | 0.0060395 | 0.0060046 | 0.0060458 | 0.0071066
| SPS1 | CH | Heavy duty vehicles stock¦Motor Gasoline¦Total¦Existing gasoline heavy duty vehicles | Thousand | 0 | 0 | 0 | 0 | 0 | 0 | 0 | 0 | 0 | 0 | 0 | 0
| SPS1 | CH | Heavy duty vehicles stock¦Motor Gasoline¦Total¦New gasoline heavy duty vehicles | Thousand | 0 | 0 | 0 | 0 | 0 | 0 | 0 | 0 | 0 | 0 | 0 | 0
| SPS1 | CH | Heavy duty vehicles stock¦Motor Diesel¦Total¦Existing ICE diesel heavy duty vehicles | Thousand | 29.6606 | 25.7067 | 3.201 | 3.2011 | 0 | 0 | 0 | 0 | 0 | 0 | 0 | 0
| SPS1 | CH | Heavy duty vehicles stock¦Motor Diesel¦Total¦New ICE diesel heavy duty vehicles | Thousand | 11.7889 | 13.7912 | 0.0075208 | 0.050224 | 0.021631 | 0.017184 | 0.0095793 | 0.0019376 | 0 | 0 | 0 | 0
| SPS1 | CH | Heavy duty vehicles stock¦Motor Diesel¦Total¦New hybrid diesel heavy duty vehicles | Thousand | 0 | 2.3881 | 0.020686 | 12.7977 | 38.0304 | 35.9144 | 4.0596 | 0.0055664 | 0 | 0 | 0 | 0
| SPS1 | CH | Heavy duty vehicles stock¦Motor Gas¦Total¦New ICE Gas heavy duty vehicles | Thousand | 0.122 | 0.12199 | 0.12217 | 0.12257 | 0.12245 | 0.12239 | 0.038366 | 0.0099999 | 0 | 0 | 0 | 0
| SPS1 | CH | Domestic hydrogen production capacity | GW-H2/yr. | 0.0013512 | 0.0015622 | 0.0016168 | 0.021108 | 0.50613 | 1.3808 | 2.1523 | 3.8449 | 3.447 | 3.1451 | 3.3506 | 3.1682
| SPS1 | CH | Domestic hydrogen production capacity¦Electricity | GW-H2/yr. | 0.0013512 | 0.0015622 | 0.0016168 | 0.020447 | 0.5032 | 1.3779 | 2.1494 | 3.6726 | 3.2652 | 2.9488 | 3.0375 | 2.8498
| SPS1 | CH | Domestic hydrogen production capacity¦Electricity¦PEM electrolysis small-medium scale | GW-H2/yr. | 0.0013512 | 0.0015622 | 0.0016168 | 0.020395 | 0.50309 | 1.0311 | 1.7318 | 3.2433 | 2.8373 | 2.5192 | 2.6084 | 2.415
| SPS1 | CH | Domestic hydrogen production capacity¦Electricity¦PEM electrolysis large scale | GW-H2/yr. | 0 | 0 | 0 | 5.2579e-05 | 0.00011313 | 0.34282 | 0.41154 | 0.42327 | 0.42319 | 0.42328 | 0.42324 | 0.42344
| SPS1 | CH | Domestic hydrogen production capacity¦Electricity¦SOEC electrolysis | GW-H2/yr. | 0 | 0 | 0 | 0 | 0 | 0.003979 | 0.005996 | 0.0060172 | 0.0047602 | 0.0062494 | 0.0058868 | 0.011415
| SPS1 | CH | Domestic hydrogen production capacity¦Gas | GW-H2/yr. | 0 | 0 | 0 | 7.1413e-06 | 1.545e-05 | 3.3226e-05 | 4.9274e-05 | 0.0019126 | 0.001944 | 0.0026925 | 0.0027326 | 0.005596
| SPS1 | CH | Domestic hydrogen production capacity¦Gas¦SMR-ATR Reforming | GW-H2/yr. | 0 | 0 | 0 | 7.1413e-06 | 1.545e-05 | 2.2645e-05 | 3.5731e-05 | 0.0010705 | 0.0010941 | 0.00163 | 0.0016532 | 0.0036159
| SPS1 | CH | Domestic hydrogen production capacity¦Gas¦SMR-ATR Reforming CCS | GW-H2/yr. | 0 | 0 | 0 | 0 | 0 | 1.0581e-05 | 1.3543e-05 | 0.00084209 | 0.00084987 | 0.0010625 | 0.0010794 | 0.00198
| SPS1 | CH | Domestic hydrogen production capacity¦Wood | GW-H2/yr. | 0 | 0 | 0 | 0.00065336 | 0.0029159 | 0.002919 | 0.0029294 | 0.17041 | 0.1798 | 0.19364 | 0.31042 | 0.31276
| SPS1 | CH | Domestic hydrogen production capacity¦Wood¦Gasification | GW-H2/yr. | 0 | 0 | 0 | 0.00065336 | 0.0029159 | 0.002919 | 0.0029294 | 0.0011616 | 0.00056013 | 0.00056561 | 0.00056486 | 0.0010498
| SPS1 | CH | Domestic hydrogen production capacity¦Wood¦Gasification CCS | GW-H2/yr. | 0 | 0 | 0 | 0 | 0 | 0 | 0 | 0.16925 | 0.17924 | 0.19307 | 0.30985 | 0.31171
| SPS1 | CH | Other fuel synthesis capacity | GW-output/yr.
| SPS1 | CH | Other fuel synthesis capacity¦Domestic biodiesel production¦Wood¦Fischer Tropsch | GW-output/yr. | 0.062406 | 0.062399 | 0.00056051 | 0.00053005 | 0.00041587 | 0.00030576 | 0.00033029 | 0.00055234 | 0.00038626 | 0.0028945 | 0.0026652 | 0.0026546
| SPS1 | CH | Other fuel synthesis capacity¦Domestic biodiesel production¦Wood¦Fischer Tropsch CCS | GW-output/yr. | 0 | 0 | 0 | 0 | 0 | 0.00025415 | 0.00027218 | 0.22259 | 0.22256 | 0.22235 | 0.22234 | 0.20448
| SPS1 | CH | Other fuel synthesis capacity¦Domestic ethanol production¦Wood¦Ethanol reactor | GW-output/yr. | 0.010388 | 0.010392 | 0.040414 | 0.014587 | 0.00034777 | 0.00029047 | 0.00020895 | 0.00032952 | 0.00032907 | 0.0012604 | 0.0009694 | 0.0010133
| SPS1 | CH | Other fuel synthesis capacity¦Domestic ethanol production¦Wood¦Ethanol reactor with CCS | GW-output/yr. | 0 | 0 | 0 | 0 | 0 | 0.00012181 | 0.00024932 | 0.00036825 | 0.0003861 | 0.002553 | 0.0024299 | 0.0023402
| SPS1 | CH | Other fuel synthesis capacity¦Domestic biogas production¦Manure¦Fermentation | GW-output/yr. | 0.056972 | 0.16242 | 0.16244 | 0.16243 | 0.16252 | 0.16289 | 0.16887 | 0.30381 | 0.30376 | 0.30379 | 0.30378 | 0.30386
| SPS1 | CH | Other fuel synthesis capacity¦Domestic biogas production¦Wastes¦Renewable¦Gasification | GW-output/yr. | 0.21269 | 0.21719 | 0.21719 | 0.21925 | 0.2188 | 0.31764 | 0.348 | 0.37188 | 0.40036 | 0.42753 | 0.43053 | 0.43061
| SPS1 | CH | Other fuel synthesis capacity¦Domestic biogas production¦Wastes¦Renewable¦Gasification CCS | GW-output/yr. | 0 | 0 | 0 | 0 | 0 | 0 | 0 | 0 | 0 | 0 | 0 | 0
| SPS1 | CH | Other fuel synthesis capacity¦Domestic biogas production¦Wastes¦Renewable¦Hydrothermal gasification | GW-output/yr. | 0 | 0 | 0 | 0 | 0 | 0.00024057 | 0.00030594 | 0.0040169 | 0.0038318 | 0.0042576 | 0.0012388 | 0.0012513
| SPS1 | CH | Other fuel synthesis capacity¦Domestic biogas production¦Wastes¦Renewable¦Hydrothermal gasification CCS | GW-output/yr. | 0 | 0 | 0 | 0 | 0 | 4.9079e-05 | 0.00010312 | 0.00041622 | 0.0002228 | 0.00044744 | 0.00039776 | 0.00050464
| SPS1 | CH | Other fuel synthesis capacity¦Domestic biogas production¦Wood¦Gasification | GW-output/yr. | 1.064e-05 | 0.00020327 | 0.00021367 | 0.0002188 | 0.00034035 | 0.00027771 | 0.00026457 | 0.00040614 | 0.00032915 | 0.00050017 | 0.0004463 | 0.0011461
| SPS1 | CH | Other fuel synthesis capacity¦Domestic biogas production¦Wood¦Gasification CCS | GW-output/yr. | 0 | 0 | 0 | 0 | 0 | 0.00017597 | 0.00020904 | 0.00048949 | 0.00048511 | 0.00063576 | 0.00063059 | 0.0013019
| SPS1 | CH | Other fuel synthesis capacity¦Biomethane production from biogas upgrade | GW-output/yr. | 0.042519 | 0.11191 | 0.090301 | 0.089703 | 0.086233 | 0.09204 | 0.12633 | 0.24246 | 0.31097 | 0.32856 | 0.32855 | 0.32896
| SPS1 | CH | Other fuel synthesis capacity¦Domestic wood to pellet production¦Pellets | GW-output/yr. | 0.36 | 0.40971 | 0.3948 | 0.39478 | 0.41704 | 0.43524 | 0.43996 | 0.4975 | 0.43236 | 0.44518 | 0.43595 | 0.42895
| SPS1 | CH | Other fuel synthesis capacity¦Domestic PtG and PtL production¦PtG¦PtG gas | GW-output/yr. | 0 | 0 | 0 | 1.0609e-05 | 3.9397e-05 | 0.1331 | 0.62996 | 1.599 | 1.4671 | 1.4666 | 1.4598 | 1.4289
| SPS1 | CH | Other fuel synthesis capacity¦Domestic PtG and PtL production¦PtL¦PtL Diesel | GW-output/yr. | 0 | 0 | 0 | 1.4153e-05 | 7.8537e-05 | 0.177 | 0.17743 | 0.10507 | 0.090703 | 0.03202 | 0.031704 | 0.03199
| SPS1 | CH | Other fuel synthesis capacity¦Domestic PtG and PtL production¦PtL¦PtL Gasoline | GW-output/yr. | 0 | 0 | 0 | 1.3488e-05 | 7.5465e-05 | 0.19146 | 0.1915 | 0.15 | 0.027083 | 0.021489 | 0.021762 | 0.022517
| SPS1 | CH | Electricity generation capacity additions | GWe/yr. | 0.030727 | 1.3612 | 5.329 | 3.848 | 12.0744 | 12.243 | 13.8684 | 8.5596 | 9.8078 | 14.8727 | 14.6191 | 8.1376
| SPS1 | CH | Electricity generation capacity additions¦Nuclear Fuel | GWe/yr. | 0 | 1.2322 | 0.82028 | 0 | 0 | 0 | 0 | 0.40328 | 0.02457 | 0.065943 | 0.011796 | 0
| SPS1 | CH | Electricity generation capacity additions¦Nuclear Fuel¦Nuclear power plants | GWe/yr. | 0 | 1.2322 | 0.82028 | 0 | 0 | 0 | 0 | 0.40328 | 0.02457 | 0.065943 | 0.011796 | 0
| SPS1 | CH | Electricity generation capacity additions¦Hydro | GWe/yr. | 0 | 0.014959 | 0.29799 | 0.047178 | 0.30399 | 0.0013863 | 0.22636 | 0.00061479 | 7.5681e-05 | 0.0036629 | 7.7079e-05 | 0.0020663
| SPS1 | CH | Electricity generation capacity additions¦Hydro¦Hydro Large | GWe/yr. | 0 | 0.010847 | 0.029676 | 0.044057 | 0.30398 | 0.00066785 | 1.2391e-06 | 5.265e-06 | 8.1806e-06 | 2.4492e-05 | 5.1072e-07 | 2.528e-07
| SPS1 | CH | Electricity generation capacity additions¦Hydro¦Hydro Run of River | GWe/yr. | 0 | 0.0023066 | 0.2683 | 0.0031088 | 6.9512e-06 | 3.5427e-05 | 0.22635 | 3.3884e-05 | 3.5059e-05 | 0.00073569 | 7.6568e-05 | 0.0020661
| SPS1 | CH | Electricity generation capacity additions¦Hydro¦Pump storage | GWe/yr. | 0 | 0.0018047 | 1.8264e-05 | 1.256e-05 | 1.0321e-05 | 0.00068298 | 6.0883e-06 | 0.00057565 | 3.2442e-05 | 0.0029027 | 0 | 0
| SPS1 | CH | Electricity generation capacity additions¦Oil | GWe/yr. | 0 | 0.019655 | 0.011064 | 0.040299 | 0.0045104 | 0.00083243 | 0.00043425 | 0.00017688 | 0.0019118 | 0.0055978 | 0.0019399 | 0.0086342
| SPS1 | CH | Electricity generation capacity additions¦Oil¦Peak devices | GWe/yr. | 0 | 9.7488e-05 | 0.01104 | 0.040261 | 0.0043749 | 0.00015109 | 8.0613e-05 | 0.00010897 | 0.00015574 | 0.0039482 | 0.00098457 | 0.0042919
| SPS1 | CH | Electricity generation capacity additions¦Oil¦CHP Oil (for District Heating) | GWe/yr. | 0 | 2.2308e-05 | 2.3828e-05 | 3.8004e-05 | 0.00013551 | 0.00068134 | 0.00035363 | 6.7912e-05 | 0.00012222 | 0.00098478 | 0.00022846 | 0.0012986
| SPS1 | CH | Electricity generation capacity additions¦Oil¦Industrial CHPs oil | GWe/yr. | 0 | 0.019535 | 0 | 0 | 0 | 0 | 0 | 0 | 0.0016338 | 0.00066478 | 0.00072688 | 0.0030437
| SPS1 | CH | Electricity generation capacity additions¦Gas | GWe/yr. | 0 | 0.070678 | 0.0089451 | 0.025917 | 0.082455 | 0.033477 | 0.014454 | 0.060126 | 0.20658 | 0.034623 | 0.088738 | 0.050814
| SPS1 | CH | Electricity generation capacity additions¦Gas¦Gas turbines combined cycle | GWe/yr. | 0 | 0 | 0 | 0 | 0 | 0.00035466 | 0.00068036 | 0.0011806 | 0.0010422 | 2.4976e-05 | 0.0016502 | 0
| SPS1 | CH | Electricity generation capacity additions¦Gas¦Gas turbines open cycle | GWe/yr. | 0 | 0 | 0 | 0 | 0.0054597 | 5.2242e-05 | 0.00016722 | 0.0067652 | 0.00060213 | 0.0058868 | 0.0053826 | 0
| SPS1 | CH | Electricity generation capacity additions¦Gas¦Gas turbines combined cycle CCS | GWe/yr. | 0 | 0 | 0 | 0 | 0 | 0 | 0.00064549 | 0 | 0.11058 | 4.2489e-05 | 0.00017774 | 0
| SPS1 | CH | Electricity generation capacity additions¦Gas¦CHP Gas (for District Heating) | GWe/yr. | 0 | 2.0478e-06 | 0 | 0 | 0 | 0 | 0 | 0 | 0 | 0 | 0 | 0
| SPS1 | CH | Electricity generation capacity additions¦Gas¦CHP Fuel Cell Gas (for District Heating) | GWe/yr. | 0 | 0 | 0 | 0 | 0 | 0 | 0 | 0 | 0 | 0 | 0 | 0
| SPS1 | CH | Electricity generation capacity additions¦Gas¦Industrial CHPs gas | GWe/yr. | 0 | 5.83e-06 | 0.00014645 | 0.0136 | 0.031904 | 1.0392e-05 | 3.2334e-05 | 0.00018889 | 0.050049 | 0.0010599 | 0.014038 | 0.00064358
| SPS1 | CH | Electricity generation capacity additions¦Gas¦Industrial CHPs gas (CCS) | GWe/yr. | 0 | 0 | 0 | 0 | 0 | 0.0016551 | 0.00015983 | 0.0051695 | 0.0065212 | 0.0019546 | 0.0051833 | 0.012304
| SPS1 | CH | Electricity generation capacity additions¦Gas¦Industrial CHPs fuel cells (gas reformer) | GWe/yr. | 0 | 0 | 0 | 0 | 0.0009795 | 0.00019855 | 2.1038e-05 | 0.0013889 | 6.5408e-06 | 0.00068056 | 0.00040435 | 0.00034985
| SPS1 | CH | Electricity generation capacity additions¦Gas¦Residential single family CHPs gas | GWe/yr. | 0 | 0.00089597 | 0 | 0 | 0 | 0 | 0 | 0 | 0.0010808 | 0.00073314 | 0.0019219 | 0.00049753
| SPS1 | CH | Electricity generation capacity additions¦Gas¦Residential single family CHPs fuel cells gas | GWe/yr. | 0 | 0 | 0 | 0 | 0 | 0 | 0 | 0 | 0.00075118 | 0.00051912 | 1.1731e-05 | 0.00095053
| SPS1 | CH | Electricity generation capacity additions¦Gas¦Residential multi family CHPs gas | GWe/yr. | 0 | 0.003083 | 0 | 0 | 0 | 0 | 0 | 0 | 0.0023574 | 0.0055449 | 0.0064393 | 0.0026733
| SPS1 | CH | Electricity generation capacity additions¦Gas¦Residential multi family CHPs fuel cells gas | GWe/yr. | 0 | 0 | 0 | 0 | 0 | 0 | 0 | 0 | 0.0022694 | 0.0012539 | 3.2562e-05 | 0.0025606
| SPS1 | CH | Electricity generation capacity additions¦Gas¦Services sectors CHPs (bio)gas | GWe/yr. | 0 | 0.026273 | 0.0087986 | 0.012317 | 0.044112 | 0.031206 | 0.012748 | 0.045433 | 0.028097 | 0.015863 | 0.053381 | 0.027415
| SPS1 | CH | Electricity generation capacity additions¦Gas¦Services sectors CHPs gas | GWe/yr. | 0 | 0.040417 | 0 | 0 | 0 | 0 | 0 | 0 | 0.0021541 | 0.00037207 | 3.272e-05 | 0.0014029
| SPS1 | CH | Electricity generation capacity additions¦Gas¦Services sectors CHPs fuel cells (gas reformer) | GWe/yr. | 0 | 0 | 0 | 0 | 0 | 0 | 0 | 0 | 0.0010784 | 0.0006873 | 8.2601e-05 | 0.0020169
| SPS1 | CH | Electricity generation capacity additions¦Wastes | GWe/yr. | 0 | 5.4921e-06 | 1.1603e-05 | 0.052728 | 0.15965 | 0.077534 | 0.18668 | 0.0606 | 0.0068664 | 0.033918 | 0.14531 | 0.082208
| SPS1 | CH | Electricity generation capacity additions¦Wastes¦Wastes Incineration (electric only) | GWe/yr. | 0 | 1.8861e-06 | 3.872e-06 | 0.051226 | 0.14892 | 0.00010907 | 3.8592e-06 | 0.00045463 | 0.0068474 | 0.033799 | 0.12888 | 0.021511
| SPS1 | CH | Electricity generation capacity additions¦Wastes¦Wastes Incineration (electric only) CCS | GWe/yr. | 0 | 0 | 0 | 0 | 0 | 0.043303 | 0.13796 | 0.0015007 | 2.1292e-06 | 3.7756e-06 | 6.8726e-06 | 0.031023
| SPS1 | CH | Electricity generation capacity additions¦Wastes¦CHP Wastes (for District Heating) | GWe/yr. | 0 | 9.4736e-07 | 1.3045e-06 | 6.3508e-06 | 0.0056747 | 0.014193 | 7.3703e-06 | 0.019517 | 4.1685e-06 | 1.9543e-05 | 0.0031312 | 0.017044
| SPS1 | CH | Electricity generation capacity additions¦Wastes¦CHP Wastes (for District Heating) CCS | GWe/yr. | 0 | 0 | 0 | 0 | 0 | 0.017549 | 0.022086 | 0.0032131 | 9.1773e-06 | 8.0575e-05 | 0.013109 | 0.012408
| SPS1 | CH | Electricity generation capacity additions¦Wastes¦Industrial CHPs wastes | GWe/yr. | 0 | 2.6587e-06 | 6.4262e-06 | 0.0014951 | 0.0050568 | 5.5405e-06 | 3.5971e-06 | 4.3687e-06 | 2.7274e-06 | 1.2776e-05 | 0.00017717 | 0.00019524
| SPS1 | CH | Electricity generation capacity additions¦Wastes¦Industrial CHPs wastes CCS | GWe/yr. | 0 | 0 | 0 | 0 | 0 | 0.0023739 | 0.026619 | 0.03591 | 7.7668e-07 | 1.6892e-06 | 2.6772e-06 | 2.7037e-05
| SPS1 | CH | Electricity generation capacity additions¦Wood | GWe/yr. | 0 | 0.016377 | 0.039814 | 0.016639 | 0.027672 | 0.13494 | 0.093181 | 0.076629 | 0.057925 | 0.13523 | 0.073835 | 0.050683
| SPS1 | CH | Electricity generation capacity additions¦Wood¦CHP Wood (for District Heating) | GWe/yr. | 0 | 8.9202e-07 | 0.015625 | 5.9247e-06 | 0.00054117 | 0.047338 | 0.0063924 | 5.1859e-05 | 3.3449e-05 | 0.047236 | 0.011135 | 0.0049859
| SPS1 | CH | Electricity generation capacity additions¦Wood¦Biomass with CCS (BECCS) | GWe/yr. | 0 | 0 | 0 | 0 | 0 | 0.00068735 | 1.8028e-06 | 0.016621 | 0.005744 | 0.0001373 | 0.0046669 | 0
| SPS1 | CH | Electricity generation capacity additions¦Wood¦Industrial CHPs wood | GWe/yr. | 0 | 0.016377 | 0.02419 | 0.015118 | 0.025499 | 0.017237 | 1.9065e-05 | 0.00043104 | 6.5106e-06 | 0.00017578 | 0.00028185 | 0.00010242
| SPS1 | CH | Electricity generation capacity additions¦Wood¦Industrial CHPs wood (CCS) | GWe/yr. | 0 | 0 | 0 | 0 | 0 | 0.063769 | 0.081377 | 0.050644 | 0.047054 | 0.086999 | 0.054739 | 0.040229
| SPS1 | CH | Electricity generation capacity additions¦Wood¦Residential single family CHPs wood | GWe/yr. | 0 | 0 | 0 | 0.00041609 | 0.00043955 | 0.00088011 | 0.00038419 | 0.0015975 | 1.2716e-05 | 0.00028748 | 0.0010811 | 0.00085512
| SPS1 | CH | Electricity generation capacity additions¦Wood¦Residential multi family CHPs wood | GWe/yr. | 0 | 0 | 0 | 0.00060086 | 0.00084834 | 0.0045072 | 0.004654 | 0.0067442 | 0.0040587 | 0.00028539 | 0.001437 | 0.0030172
| SPS1 | CH | Electricity generation capacity additions¦Wood¦Services sectors CHPs wood | GWe/yr. | 0 | 0 | 0 | 0.00049837 | 0.00034463 | 0.00051678 | 0.00035254 | 0.00053959 | 0.0010162 | 0.00010828 | 0.00049456 | 0.0014933
| SPS1 | CH | Electricity generation capacity additions¦Wind | GWe/yr. | 0 | 0.0071322 | 0.29201 | 0.28587 | 0.24171 | 0.79869 | 0.6251 | 0.3373 | 0.19107 | 1.0107 | 0.41447 | 0
| SPS1 | CH | Electricity generation capacity additions¦Wind¦Wind turbines | GWe/yr. | 0 | 0.0071322 | 0.29201 | 0.28587 | 0.24171 | 0.79869 | 0.6251 | 0.3373 | 0.19107 | 1.0107 | 0.41447 | 0
| SPS1 | CH | Electricity generation capacity additions¦Solar | GWe/yr. | 0 | 3.1461e-05 | 3.8586 | 3.2657 | 10.841 | 10.3043 | 11.8294 | 5.374 | 9.0662 | 12.3788 | 12.4259 | 7.4998
| SPS1 | CH | Electricity generation capacity additions¦Solar¦Solar PV (large scale) | GWe/yr. | 0 | 0 | 0.00059971 | 0.18451 | 1.9848 | 1.1809 | 1.4186 | 0.64092 | 8.1521e-06 | 1.2819e-05 | 0.14869 | 0.80501
| SPS1 | CH | Electricity generation capacity additions¦Solar¦Solar PV (Industry) | GWe/yr. | 0 | 1.2386e-07 | 0.65207 | 9.1815e-06 | 3.0304 | 0.86943 | 1.3912 | 0.39129 | 2.5156 | 1.9788 | 1.7114 | 0.72781
| SPS1 | CH | Electricity generation capacity additions¦Solar¦Solar PV (Residential single family) | GWe/yr. | 0 | 1.4747e-05 | 1.9535 | 1.4742 | 0.46418 | 0.75143 | 6.0139 | 2.1456 | 0.90106 | 1.2954 | 6.5422 | 2.7008
| SPS1 | CH | Electricity generation capacity additions¦Solar¦Solar PV (Residential multi family) | GWe/yr. | 0 | 1.6478e-05 | 1.2518 | 1.6068 | 4.8386 | 1.4237 | 2.3986 | 1.8282 | 4.0934 | 3.2662 | 2.9897 | 2.4494
| SPS1 | CH | Electricity generation capacity additions¦Solar¦Solar PV (Services) | GWe/yr. | 0 | 1.1144e-07 | 0.00068708 | 0.00020304 | 0.523 | 6.0788 | 0.60708 | 0.368 | 1.5562 | 5.8384 | 1.034 | 0.81672
| SPS1 | CH | Electricity generation capacity additions¦Geothermal | GWe/yr. | 0 | 0 | 0 | 0 | 0 | 0.0039153 | 0.0091416 | 1.9837e-06 | 2.14e-06 | 3.5526e-06 | 1.1219e-05 | 0
| SPS1 | CH | Electricity generation capacity additions¦Geothermal¦Deep geothermal | GWe/yr. | 0 | 0 | 0 | 0 | 0 | 0.0039153 | 0.0091416 | 1.9837e-06 | 2.14e-06 | 3.5526e-06 | 1.1219e-05 | 0
| SPS1 | CH | Electricity generation capacity additions¦Hydrogen | GWe/yr. | 0 | 0 | 0 | 0.00067578 | 0.024527 | 0.0034604 | 0.014755 | 0.11959 | 0.013365 | 0.01638 | 0.12888 | 0.057048
| SPS1 | CH | Electricity generation capacity additions¦Hydrogen¦CHP Fuel Cell Hydrogen (for District Heating) | GWe/yr. | 0 | 0 | 0 | 0 | 0 | 0.0032289 | 0.00014624 | 0.031772 | 0.009516 | 0.0081267 | 0.019284 | 0.033792
| SPS1 | CH | Electricity generation capacity additions¦Hydrogen¦Industrial CHPs fuel cells (hydrogen) | GWe/yr. | 0 | 0 | 0 | 0 | 0.023178 | 1.8532e-05 | 0.014205 | 0.081586 | 0.00021355 | 0.0082131 | 0.10013 | 0.019647
| SPS1 | CH | Electricity generation capacity additions¦Hydrogen¦Services sectors CHPs fuel cells (hydrogen) | GWe/yr. | 0 | 0 | 0 | 0.00067578 | 0.0013493 | 0.000213 | 0.00040338 | 0.0062284 | 0.0036358 | 3.977e-05 | 0.009469 | 0.0036088
| SPS1 | CH | Electricity generation capacity additions¦Electricity storage (non hydro) | GWe/yr. | 0.030727 | 7.4575e-05 | 0.00020239 | 0.11294 | 0.38891 | 0.88454 | 0.86898 | 2.1272 | 0.23923 | 1.1878 | 1.3281 | 0.38642
| SPS1 | CH | Electricity generation capacity additions¦Electricity storage (non hydro)¦CAES | GWe/yr. | 0 | 8.0187e-06 | 8.1581e-06 | 8.282e-06 | 1.0402e-05 | 9.8045e-06 | 9.3817e-06 | 9.4051e-06 | 9.136e-06 | 1.1439e-05 | 1.3719e-05 | 1.7291e-05
| SPS1 | CH | Electricity generation capacity additions¦Electricity storage (non hydro)¦Battery storage large size centralised | GWe/yr. | 0.004938 | 1.1013e-05 | 2.7286e-05 | 0.00079575 | 0.25608 | 0.05298 | 0.12375 | 0.16806 | 0.086202 | 0.13852 | 0.15993 | 0.082268
| SPS1 | CH | Electricity generation capacity additions¦Electricity storage (non hydro)¦Battery storage medium size centralised | GWe/yr. | 0.0037128 | 8.542e-06 | 2.149e-05 | 0.00067577 | 0.029333 | 0.65304 | 0.61071 | 1.7495 | 0.00014966 | 0.86164 | 0.89539 | 0.21482
| SPS1 | CH | Electricity generation capacity additions¦Electricity storage (non hydro)¦Batteries in industry | GWe/yr. | 0.0035759 | 7.7731e-06 | 3.1424e-05 | 0.020418 | 0.023576 | 0.03777 | 0.01135 | 0.060749 | 0.036781 | 0.031826 | 0.086851 | 0.0012372
| SPS1 | CH | Electricity generation capacity additions¦Electricity storage (non hydro)¦Batteries in residential single family houses | GWe/yr. | 0.0074895 | 1.5821e-05 | 4.2457e-05 | 0.033054 | 0.023911 | 0.04082 | 0.046315 | 0.060679 | 0.038217 | 0.059757 | 0.071839 | 0.025752
| SPS1 | CH | Electricity generation capacity additions¦Electricity storage (non hydro)¦Batteries in residential multi-family houses | GWe/yr. | 0.0075115 | 1.5926e-05 | 4.3193e-05 | 0.033544 | 0.034255 | 0.058238 | 0.046868 | 0.05534 | 0.044473 | 0.058774 | 0.067826 | 0.037428
| SPS1 | CH | Electricity generation capacity additions¦Electricity storage (non hydro)¦Batteries in Services sector | GWe/yr. | 0.0034994 | 7.4817e-06 | 2.8381e-05 | 0.024446 | 0.021737 | 0.041683 | 0.02998 | 0.032871 | 0.033401 | 0.037294 | 0.046296 | 0.024894
| SPS1 | CH | Cars stock additions additions | Million | 0.0007112 | 0.43516 | 1.1209 | 1.8762 | 3.1291 | 1.9192 | 2.2456 | 2.7835 | 2.2943 | 2.1768 | 2.36 | 1.9635
| SPS1 | CH | Cars stock additions¦Electricity¦Existing battery electric cars | Million | 0 | 0 | 0 | 0 | 0 | 0 | 0 | 0 | 0 | 0 | 0 | 0
| SPS1 | CH | Cars stock additions¦Electricity¦New battery electric cars (<60kW) | Million | 0.00016606 | 0.00053546 | 0.00024961 | 0.17276 | 0.17186 | 0.12764 | 0.15791 | 0.16339 | 0.12676 | 0.13812 | 0.12612 | 0.099155
| SPS1 | CH | Cars stock additions¦Electricity¦New battery electric cars (60-100 kW) | Million | 0.00015151 | 0.0012652 | 0.00074529 | 0.30312 | 1.2527 | 0.57691 | 0.69464 | 0.98637 | 0.61757 | 0.65916 | 0.71882 | 0.50488
| SPS1 | CH | Cars stock additions¦Electricity¦New battery electric cars (100-140 kW) | Million | 0.00018202 | 0.0036772 | 0.2659 | 0.0010021 | 0.11003 | 0.46966 | 0.093424 | 0.62219 | 0.42439 | 0.49831 | 1.4273 | 0.0031366
| SPS1 | CH | Cars stock additions¦Electricity¦New battery electric cars (>140 kW) | Million | 0.00021161 | 0.071449 | 0.01443 | 0.91699 | 0.87208 | 0.74495 | 0.86307 | 1.0115 | 0.95241 | 0.61661 | 0.051063 | 1.2585
| SPS1 | CH | Cars stock additions¦Electricity¦New plug-in hybrid gasoline (<60 kW) | Million | 0 | 0.00040983 | 0.00019653 | 0.00039901 | 0.00053484 | 0 | 0.00030405 | 0 | 0.0016652 | 0.0015123 | 0.0011733 | 0.0020013
| SPS1 | CH | Cars stock additions¦Electricity¦New plug-in hybrid gasoline (60-100 kW) | Million | 0 | 0.00013367 | 0.00017412 | 0.017379 | 0.00086452 | 0 | 0.00080773 | 0 | 0.0036575 | 0.00058878 | 0.00041942 | 0.00082609
| SPS1 | CH | Cars stock additions¦Electricity¦New plug-in hybrid gasoline (100-140 kW) | Million | 0 | 0.0019008 | 0.069378 | 0.13395 | 0.43903 | 0 | 0.20566 | 0 | 0.0050745 | 0.0014705 | 0.0010465 | 0.0011087
| SPS1 | CH | Cars stock additions¦Electricity¦New plug-in hybrid gasoline (>140 kW) | Million | 0 | 0.00052116 | 0.00093797 | 0.0070203 | 0.0013366 | 0 | 0.0011042 | 0 | 0.10145 | 0.14125 | 0.022452 | 0.061519
| SPS1 | CH | Cars stock additions¦Electricity¦New plug-in hybrid diesel (<60 kW) | Million | 0 | 0.00046705 | 0.00017099 | 0.00068476 | 0.00050014 | 0 | 0.0036933 | 0 | 0.004445 | 6.0775e-05 | 5.4129e-05 | 7.5091e-05
| SPS1 | CH | Cars stock additions¦Electricity¦New plug-in hybrid diesel (60-100 kW) | Million | 0 | 0.00022504 | 0.00019012 | 0.23981 | 0.00082618 | 0 | 0.009668 | 0 | 0.00028782 | 6.3423e-05 | 5.2274e-05 | 8.7501e-05
| SPS1 | CH | Cars stock additions¦Electricity¦New plug-in hybrid diesel (100-140 kW) | Million | 0 | 0.028818 | 0.039507 | 0.0030415 | 0.27779 | 0 | 0.057447 | 0 | 0.00036071 | 7.4352e-05 | 6.512e-05 | 0.00010431
| SPS1 | CH | Cars stock additions¦Electricity¦New plug-in hybrid diesel (>140 kW) | Million | 0 | 0.0013349 | 0.0011226 | 0.07419 | 0.001491 | 0 | 0.15784 | 0 | 0.056226 | 0.11958 | 0.011417 | 0.032154
| SPS1 | CH | Cars stock additions¦Hydrogen¦New fuel cell cars (<60 kW) | Million | 0 | 2.6246e-05 | 1.1398e-05 | 2.7389e-07 | 1.5476e-06 | 1.4139e-06 | 9.3746e-07 | 1.0646e-06 | 1.0358e-06 | 9.4125e-07 | 1.0208e-06 | 1.4934e-06
| SPS1 | CH | Cars stock additions¦Hydrogen¦New fuel cell cars (60-100 kW) | Million | 0 | 1.0677e-05 | 5.3508e-06 | 1.219e-06 | 2.6904e-06 | 2.5874e-06 | 2.0612e-06 | 2.4136e-06 | 2.1692e-06 | 2.0293e-06 | 2.129e-06 | 2.8239e-06
| SPS1 | CH | Cars stock additions¦Hydrogen¦New fuel cell cars (100-140 kW) | Million | 0 | 8.6492e-06 | 4.1564e-06 | 1.2865e-06 | 2.7108e-06 | 2.7487e-06 | 2.2732e-06 | 2.6933e-06 | 2.4156e-06 | 2.2098e-06 | 2.3118e-06 | 3.0124e-06
| SPS1 | CH | Cars stock additions¦Hydrogen¦New fuel cell cars (>140 kW) | Million | 0 | 1.2782e-05 | 5.7957e-06 | 1.1491e-06 | 2.6439e-06 | 2.6027e-06 | 2.1057e-06 | 2.4548e-06 | 2.206e-06 | 2.0251e-06 | 2.138e-06 | 2.85e-06
| SPS1 | CH | Cars stock additions¦Motor Gasoline¦Total¦Conventional gasoline hybrid existing | Million | 0 | 0 | 0 | 0 | 0 | 0 | 0 | 0 | 0 | 0 | 0 | 0
| SPS1 | CH | Cars stock additions¦Motor Gasoline¦Total¦New conventional gasoline hybrid (<60 kW) | Million | 0 | 0.0001322 | 0.00013155 | 0.00054804 | 0 | 0 | 0 | 0 | 0 | 0 | 0 | 0
| SPS1 | CH | Cars stock additions¦Motor Gasoline¦Total¦New conventional gasoline hybrid (60-100 kW) | Million | 0 | 0.023664 | 0.092502 | 0.00036689 | 0 | 0 | 0 | 0 | 0 | 0 | 0 | 0
| SPS1 | CH | Cars stock additions¦Motor Gasoline¦Total¦New conventional gasoline hybrid (100-140 kW) | Million | 0 | 0.17143 | 0.001587 | 0.00016125 | 0 | 0 | 0 | 0 | 0 | 0 | 0 | 0
| SPS1 | CH | Cars stock additions¦Motor Gasoline¦Total¦New conventional gasoline hybrid (>140 kW) | Million | 0 | 0.00026612 | 0.00031881 | 0.00030984 | 0 | 0 | 0 | 0 | 0 | 0 | 0 | 0
| SPS1 | CH | Cars stock additions¦Motor Gasoline¦Total¦Conventional gasoline ICE existing | Million | 0 | 0 | 0 | 0 | 0 | 0 | 0 | 0 | 0 | 0 | 0 | 0
| SPS1 | CH | Cars stock additions¦Motor Gasoline¦Total¦New conventional gasoline ICE (<60 kW) | Million | 0 | 0.024025 | 0.059786 | 0.00048707 | 0 | 0 | 0 | 0 | 0 | 0 | 0 | 0
| SPS1 | CH | Cars stock additions¦Motor Gasoline¦Total¦New conventional gasoline ICE (60-100 kW) | Million | 0 | 0.00038402 | 0.093997 | 0.00026652 | 0 | 0 | 0 | 0 | 0 | 0 | 0 | 0
| SPS1 | CH | Cars stock additions¦Motor Gasoline¦Total¦New conventional gasoline ICE (100-140 kW) | Million | 0 | 0.00031513 | 0.18481 | 0.00014151 | 0 | 0 | 0 | 0 | 0 | 0 | 0 | 0
| SPS1 | CH | Cars stock additions¦Motor Gasoline¦Total¦New conventional gasoline ICE (>140 kW) | Million | 0 | 0.00014908 | 0.14122 | 0.00048836 | 0 | 0 | 0 | 0 | 0 | 0 | 0 | 0
| SPS1 | CH | Cars stock additions¦Motor Gasoline¦Total¦New mild hybrid gasoline (<60 kW) | Million | 0 | 3.2406e-05 | 4.3611e-05 | 0.00024562 | 0 | 0 | 0 | 0 | 0 | 0 | 0 | 0
| SPS1 | CH | Cars stock additions¦Motor Gasoline¦Total¦New mild hybrid gasoline (60-100 kW) | Million | 0 | 2.2521e-05 | 3.8815e-05 | 0.00015981 | 0 | 0 | 0 | 0 | 0 | 0 | 0 | 0
| SPS1 | CH | Cars stock additions¦Motor Gasoline¦Total¦New mild hybrid gasoline (100-140 kW) | Million | 0 | 2.2478e-05 | 3.8818e-05 | 9.8413e-05 | 0 | 0 | 0 | 0 | 0 | 0 | 0 | 0
| SPS1 | CH | Cars stock additions¦Motor Gasoline¦Total¦New mild hybrid gasoline (>140 kW) | Million | 0 | 2.7993e-05 | 5.2795e-05 | 0.0002198 | 0 | 0 | 0 | 0 | 0 | 0 | 0 | 0
| SPS1 | CH | Cars stock additions¦Motor Diesel¦Total¦Conventional diesel hybrid existing | Million | 0 | 0 | 0 | 0 | 0 | 0 | 0 | 0 | 0 | 0 | 0 | 0
| SPS1 | CH | Cars stock additions¦Motor Diesel¦Total¦New conventional diesel hybrid (<60 kW) | Million | 0 | 0.00020088 | 0.00014519 | 0.00073816 | 0 | 0 | 0 | 0 | 0 | 0 | 0 | 0
| SPS1 | CH | Cars stock additions¦Motor Diesel¦Total¦New conventional diesel hybrid (60-100 kW) | Million | 0 | 0.097038 | 0.15188 | 0.00033962 | 0 | 0 | 0 | 0 | 0 | 0 | 0 | 0
| SPS1 | CH | Cars stock additions¦Motor Diesel¦Total¦New conventional diesel hybrid (100-140 kW) | Million | 0 | 0.00032199 | 0.0002472 | 0.00014277 | 0 | 0 | 0 | 0 | 0 | 0 | 0 | 0
| SPS1 | CH | Cars stock additions¦Motor Diesel¦Total¦New conventional diesel hybrid (>140 kW) | Million | 0 | 0.00039198 | 0.00032702 | 0.00015813 | 0 | 0 | 0 | 0 | 0 | 0 | 0 | 0
| SPS1 | CH | Cars stock additions¦Motor Diesel¦Total¦Conventional diesel ICE existing | Million | 0 | 0 | 0 | 0 | 0 | 0 | 0 | 0 | 0 | 0 | 0 | 0
| SPS1 | CH | Cars stock additions¦Motor Diesel¦Total¦New conventional diesel ICE (<60 kW) | Million | 0 | 0.0055912 | 0.00017782 | 0.00022065 | 0 | 0 | 0 | 0 | 0 | 0 | 0 | 0
| SPS1 | CH | Cars stock additions¦Motor Diesel¦Total¦New conventional diesel ICE (60-100 kW) | Million | 0 | 0.00013354 | 0.00012773 | 0.00011846 | 0 | 0 | 0 | 0 | 0 | 0 | 0 | 0
| SPS1 | CH | Cars stock additions¦Motor Diesel¦Total¦New conventional diesel ICE (100-140 kW) | Million | 0 | 8.3152e-05 | 8.9373e-05 | 7.403e-05 | 0 | 0 | 0 | 0 | 0 | 0 | 0 | 0
| SPS1 | CH | Cars stock additions¦Motor Diesel¦Total¦New conventional diesel ICE (>140 kW) | Million | 0 | 2.903e-05 | 4.2022e-05 | 6.3237e-05 | 0 | 0 | 0 | 0 | 0 | 0 | 0 | 0
| SPS1 | CH | Cars stock additions¦Motor Diesel¦Total¦New mild hybrid diesel (<60 kW) | Million | 0 | 2.8078e-05 | 3.1996e-05 | 0.0002573 | 0 | 0 | 0 | 0 | 0 | 0 | 0 | 0
| SPS1 | CH | Cars stock additions¦Motor Diesel¦Total¦New mild hybrid diesel (60-100 kW) | Million | 0 | 2.0278e-05 | 2.9302e-05 | 0.00013186 | 0 | 0 | 0 | 0 | 0 | 0 | 0 | 0
| SPS1 | CH | Cars stock additions¦Motor Diesel¦Total¦New mild hybrid diesel (100-140 kW) | Million | 0 | 2.0107e-05 | 2.872e-05 | 8.0295e-05 | 0 | 0 | 0 | 0 | 0 | 0 | 0 | 0
| SPS1 | CH | Cars stock additions¦Motor Diesel¦Total¦New mild hybrid diesel (>140 kW) | Million | 0 | 1.7448e-05 | 2.448e-05 | 6.7016e-05 | 0 | 0 | 0 | 0 | 0 | 0 | 0 | 0
| SPS1 | CH | Cars stock additions¦Gas¦Conventional gas ICE existing | Million | 0 | 0 | 0 | 0 | 0 | 0 | 0 | 0 | 0 | 0 | 0 | 0
| SPS1 | CH | Cars stock additions¦Gas¦New conventionalgas ICE (<60 kW) | Million | 0 | 5.863e-06 | 9.192e-05 | 0 | 0 | 0 | 0 | 0 | 0 | 0 | 0 | 0
| SPS1 | CH | Cars stock additions¦Gas¦New conventional gas ICE (60-100 kW) | Million | 0 | 4.7141e-06 | 1.3642e-05 | 0 | 0 | 0 | 0 | 0 | 0 | 0 | 0 | 0
| SPS1 | CH | Cars stock additions¦Gas¦New conventional gas ICE (100-140 kW) | Million | 0 | 6.3379e-06 | 2.5527e-05 | 0 | 0 | 0 | 0 | 0 | 0 | 0 | 0 | 0
| SPS1 | CH | Cars stock additions¦Gas¦New conventional gas ICE (>140 kW) | Million | 0 | 6.0612e-06 | 8.9825e-05 | 0 | 0 | 0 | 0 | 0 | 0 | 0 | 0 | 0
| SPS1 | CH | Urban buses stock additions | Thousand | 0 | 0.70884 | 3.3778 | 4.2804 | 5.7725 | 1.6106 | 3.9425 | 3.6441 | 3.2509 | 4.4155 | 3.831 | 3.583
| SPS1 | CH | Urban buses stock additions¦Electricity¦Existing electric urban buses | Thousand | 0 | 0 | 0 | 0 | 0 | 0 | 0 | 0 | 0 | 0 | 0 | 0
| SPS1 | CH | Urban buses stock additions¦Electricity¦New electric urban buses (Mini) | Thousand | 0 | 0.064909 | 1.1322 | 2.5195 | 2.7458 | 0.24186 | 1.3307 | 1.5917 | 0.96975 | 1.4704 | 1.6898 | 0.68709
| SPS1 | CH | Urban buses stock additions¦Electricity¦New electric urban buses (Midi) | Thousand | 0 | 0.012228 | 0.40926 | 0.33402 | 0.67547 | 0.13926 | 0.36056 | 0.47257 | 0.26855 | 0.42257 | 0.48757 | 0.22614
| SPS1 | CH | Urban buses stock additions¦Electricity¦New electric urban buses (Maxi) | Thousand | 0 | 0.0090624 | 1.8334 | 1.424 | 2.346 | 1.2259 | 2.2473 | 1.5751 | 2.0082 | 2.5168 | 1.6477 | 2.661
| SPS1 | CH | Urban buses stock additions¦Electricity¦New electric urban buses (Mega) | Thousand | 0 | 0.0015564 | 0.001539 | 0.0017172 | 0.0030938 | 0.002815 | 0.0031648 | 0.0043384 | 0.0040577 | 0.0054256 | 0.0055776 | 0.0082891
| SPS1 | CH | Urban buses stock additions¦Hydrogen¦New fuel cell urban buses (Mini) | Thousand | 0 | 0 | 0 | 0.00024607 | 0.00014414 | 0.00012781 | 0.00012175 | 0.00012706 | 0.00010699 | 0.00011553 | 0.00012129 | 0.00011579
| SPS1 | CH | Urban buses stock additions¦Hydrogen¦New fuel cell urban buses (Midi) | Thousand | 0 | 0 | 0 | 0.00013151 | 8.6147e-05 | 7.2524e-05 | 7.2415e-05 | 8.8622e-05 | 7.672e-05 | 8.7966e-05 | 9.3634e-05 | 0.00010017
| SPS1 | CH | Urban buses stock additions¦Hydrogen¦New fuel cell urban buses (Maxi) | Thousand | 0 | 0 | 0 | 0.00028382 | 0.00010987 | 0.00011447 | 0.00011914 | 0.00013852 | 0.00016022 | 0.00014995 | 0.00013365 | 0.00014855
| SPS1 | CH | Urban buses stock additions¦Hydrogen¦New fuel cell urban buses (Mega) | Thousand | 0 | 0 | 0 | 0 | 0 | 0 | 1.0031e-05 | 1.2979e-05 | 1.094e-05 | 1.6877e-05 | 1.6491e-05 | 4.2709e-05
| SPS1 | CH | Urban buses stock additions¦Motor Diesel¦Total¦New conventional hybrid diesel urban buses (Mini) | Thousand | 0 | 0.36616 | 0.00033094 | 0 | 0 | 0 | 0 | 0 | 0 | 0 | 0 | 0
| SPS1 | CH | Urban buses stock additions¦Motor Diesel¦Total¦New conventional hybrid diesel urban buses (Midi) | Thousand | 0 | 0.00061244 | 8.5517e-05 | 0 | 0 | 0 | 0 | 0 | 0 | 0 | 0 | 0
| SPS1 | CH | Urban buses stock additions¦Motor Diesel¦Total¦New conventional hybrid diesel urban buses (Maxi) | Thousand | 0 | 0.001108 | 7.0816e-05 | 6.607e-05 | 0 | 0 | 0 | 0 | 0 | 0 | 0 | 0
| SPS1 | CH | Urban buses stock additions¦Motor Diesel¦Total¦New conventional hybrid diesel urban buses (Mega) | Thousand | 0 | 0 | 0 | 0 | 0.00015426 | 1.937e-05 | 1.83e-05 | 0 | 0 | 0 | 0 | 0
| SPS1 | CH | Urban buses stock additions¦Motor Diesel¦Total¦Existing ICE diesel urban buses | Thousand | 0 | 0 | 0 | 0 | 0 | 0 | 0 | 0 | 0 | 0 | 0 | 0
| SPS1 | CH | Urban buses stock additions¦Motor Diesel¦Total¦New conventional ICE diesel urban buses (Mini) | Thousand | 0 | 0.21532 | 0.00027983 | 0 | 0 | 0 | 0 | 0 | 0 | 0 | 0 | 0
| SPS1 | CH | Urban buses stock additions¦Motor Diesel¦Total¦New conventional ICE diesel urban buses (Midi) | Thousand | 0 | 0.0008976 | 9.0225e-05 | 3.7951e-05 | 0 | 0 | 1.8092e-05 | 0 | 0 | 0 | 0 | 0
| SPS1 | CH | Urban buses stock additions¦Motor Diesel¦Total¦New conventional ICE diesel urban buses (Maxi) | Thousand | 0 | 0.024351 | 0.00012629 | 0.00027779 | 8.8421e-05 | 3.6718e-05 | 2.773e-05 | 0 | 0 | 0 | 0 | 0
| SPS1 | CH | Urban buses stock additions¦Motor Diesel¦Total¦New conventional ICE diesel urban buses (Mega) | Thousand | 0 | 0 | 0 | 0 | 0.0010556 | 0.00020736 | 0.00012904 | 0 | 0 | 0 | 0 | 0
| SPS1 | CH | Urban buses stock additions¦Motor Gas¦Total¦Existing ICE Gas urban buses | Thousand | 0 | 0 | 0 | 0 | 0 | 0 | 0 | 0 | 0 | 0 | 0 | 0
| SPS1 | CH | Urban buses stock additions¦Motor Gas¦Total¦New conventional ICE gas urban buses (Mini) | Thousand | 0 | 0.011416 | 7.8741e-05 | 0 | 0 | 0 | 0 | 0 | 0 | 0 | 0 | 0
| SPS1 | CH | Urban buses stock additions¦Motor Gas¦Total¦New conventional ICE gas urban buses (Midi) | Thousand | 0 | 0.00040086 | 8.0943e-05 | 0 | 0 | 0 | 0.00010086 | 0 | 0 | 0 | 0 | 0
| SPS1 | CH | Urban buses stock additions¦Motor Gas¦Total¦New conventional ICE gas urban buses (Maxi) | Thousand | 0 | 0.00081527 | 0.00031067 | 7.7497e-05 | 2.016e-05 | 4.2461e-05 | 1.8293e-05 | 0 | 0 | 0 | 0 | 0
| SPS1 | CH | Urban buses stock additions¦Motor Gas¦Total¦New conventional ICE gas urban buses (Mega) | Thousand | 0 | 0 | 0 | 0 | 0.00048038 | 0.00019448 | 0.00011031 | 0 | 0 | 0 | 0 | 0
| SPS1 | CH | Coaches stock additions | Thousand | 0 | 0.52601 | 1.6396 | 1.4522 | 2.4321 | 0.41904 | 1.3517 | 1.463 | 1.0331 | 1.4276 | 1.6358 | 0.80743
| SPS1 | CH | Coaches stock additions¦Electricity¦Existing electric Coaches | Thousand | 0 | 0 | 0 | 0 | 0 | 0 | 0 | 0 | 0 | 0 | 0 | 0
| SPS1 | CH | Coaches stock additions¦Electricity¦New electric Coaches (Mini) | Thousand | 0 | 0.0097408 | 0.63017 | 0.9714 | 1.3174 | 0.085551 | 0.64773 | 0.73611 | 0.43122 | 0.69333 | 0.77174 | 0.34178
| SPS1 | CH | Coaches stock additions¦Electricity¦New electric Coaches (Midi) | Thousand | 0 | 0.0046196 | 0.88697 | 0.36791 | 0.8806 | 0.29338 | 0.491 | 0.65097 | 0.42422 | 0.57697 | 0.71923 | 0.29881
| SPS1 | CH | Coaches stock additions¦Electricity¦New electric Coaches (Maxi) | Thousand | 0 | 0.0022259 | 0.0073051 | 0.032817 | 0.22998 | 0.037137 | 0.196 | 0.072589 | 0.17434 | 0.15293 | 0.14026 | 0.16059
| SPS1 | CH | Coaches stock additions¦Electricity¦New electric Coaches (Mega) | Thousand | 0 | 0.00098665 | 0.00098267 | 0.0011016 | 0.0017464 | 0.0020052 | 0.0022585 | 0.002995 | 0.0030041 | 0.0039953 | 0.0041586 | 0.0058262
| SPS1 | CH | Coaches stock additions¦Hydrogen¦New fuel cell Coaches (Mini) | Thousand | 0 | 0 | 0 | 0.00022399 | 0.00010726 | 0.00011533 | 0.00013172 | 0.00014923 | 0.00012636 | 0.0001301 | 0.0001336 | 0.00013067
| SPS1 | CH | Coaches stock additions¦Hydrogen¦New fuel cell Coaches (Midi) | Thousand | 0 | 0 | 0 | 0.00026577 | 0.00016462 | 0.00014394 | 0.00012686 | 0.00014885 | 0.00014157 | 0.00014309 | 0.00016711 | 0.00014701
| SPS1 | CH | Coaches stock additions¦Hydrogen¦New fuel cell Coaches (Maxi) | Thousand | 0 | 0 | 0 | 0.00023831 | 0.00011032 | 4.9783e-05 | 6.8144e-05 | 6.1107e-05 | 7.7432e-05 | 7.9262e-05 | 6.9643e-05 | 0.00010121
| SPS1 | CH | Coaches stock additions¦Hydrogen¦New fuel cell Coaches (Mega) | Thousand | 0 | 0 | 0 | 0 | 0 | 0 | 0 | 1.2769e-05 | 1.0577e-05 | 1.5137e-05 | 1.6103e-05 | 4.4175e-05
| SPS1 | CH | Coaches stock additions¦Motor Diesel¦Total¦New conventional hybrid diesel Coaches (Mini) | Thousand | 0 | 0.47098 | 0.020246 | 1.6179e-05 | 0 | 0 | 0 | 0 | 0 | 0 | 0 | 0
| SPS1 | CH | Coaches stock additions¦Motor Diesel¦Total¦New conventional hybrid diesel Coaches (Midi) | Thousand | 0 | 0.0030638 | 0.0018709 | 0.00011762 | 0 | 0 | 0 | 0 | 0 | 0 | 0 | 0
| SPS1 | CH | Coaches stock additions¦Motor Diesel¦Total¦New conventional hybrid diesel Coaches (Maxi) | Thousand | 0 | 0.001122 | 0.0023114 | 0.00073165 | 0 | 0 | 0 | 0 | 0 | 0 | 0 | 0
| SPS1 | CH | Coaches stock additions¦Motor Diesel¦Total¦New conventional hybrid diesel Coaches (Mega) | Thousand | 0 | 0 | 0 | 0 | 6.6254e-05 | 1.3434e-05 | 1.6853e-05 | 0 | 0 | 0 | 0 | 0
| SPS1 | CH | Coaches stock additions¦Motor Diesel¦Total¦Existing ICE diesel Coaches | Thousand | 0 | 0 | 0 | 0 | 0 | 0 | 0 | 0 | 0 | 0 | 0 | 0
| SPS1 | CH | Coaches stock additions¦Motor Diesel¦Total¦New conventional ICE diesel Coaches (Mini) | Thousand | 0 | 0.01898 | 0.0043697 | 6.8351e-05 | 0 | 0 | 0 | 0 | 0 | 0 | 0 | 0
| SPS1 | CH | Coaches stock additions¦Motor Diesel¦Total¦New conventional ICE diesel Coaches (Midi) | Thousand | 0 | 0.0021063 | 0.0010659 | 0.00028175 | 0 | 0 | 0 | 0 | 0 | 0 | 0 | 0
| SPS1 | CH | Coaches stock additions¦Motor Diesel¦Total¦New conventional ICE diesel Coaches (Maxi) | Thousand | 0 | 0.0013395 | 0.0042493 | 0.076507 | 0.0003298 | 5.1364e-05 | 7.8092e-05 | 0 | 0 | 0 | 0 | 0
| SPS1 | CH | Coaches stock additions¦Motor Diesel¦Total¦New conventional ICE diesel Coaches (Mega) | Thousand | 0 | 0 | 0 | 3.2841e-05 | 0.0011425 | 0.00028118 | 0.0001467 | 0 | 0 | 0 | 0 | 0
| SPS1 | CH | Coaches stock additions¦Motor Gas¦Total¦Existing ICE Gas Coaches | Thousand | 0 | 0 | 0 | 0 | 0 | 0 | 0 | 0 | 0 | 0 | 0 | 0
| SPS1 | CH | Coaches stock additions¦Motor Gas¦Total¦New conventional ICE gas Coaches (Mini) | Thousand | 0 | 0.0073539 | 0.00050775 | 1.8617e-05 | 0 | 0 | 1.9086e-05 | 0 | 0 | 0 | 0 | 0
| SPS1 | CH | Coaches stock additions¦Motor Gas¦Total¦New conventional ICE gas Coaches (Midi) | Thousand | 0 | 0.0016853 | 0.0015386 | 0.00011562 | 0 | 0 | 0.01396 | 0 | 0 | 0 | 0 | 0
| SPS1 | CH | Coaches stock additions¦Motor Gas¦Total¦New conventional ICE gas Coaches (Maxi) | Thousand | 0 | 0.0018076 | 0.07804 | 0.00032052 | 4.3673e-05 | 2.8863e-05 | 2.6904e-05 | 0 | 0 | 0 | 0 | 0
| SPS1 | CH | Coaches stock additions¦Motor Gas¦Total¦New conventional ICE gas Coaches (Mega) | Thousand | 0 | 0 | 1.1942e-05 | 1.9828e-05 | 0.00040921 | 0.00028136 | 0.00016064 | 0 | 0 | 0 | 0 | 0
| SPS1 | CH | Light duty vehicles stock additions | Thousand | 0.010634 | 15.0307 | 172.3771 | 72.24 | 283.3637 | 179.8919 | 175.2611 | 300.051 | 177.5665 | 241.613 | 315.6965 | 125.2256
| SPS1 | CH | Light duty vehicles stock additions¦Electricity¦Existing electric light duty vehicles | Thousand | 0 | 0 | 0 | 0 | 0 | 0 | 0 | 0 | 0 | 0 | 0 | 0
| SPS1 | CH | Light duty vehicles stock additions¦Electricity¦New electric light duty vehicles | Thousand | 0 | 7.3871 | 172.2361 | 35.0033 | 283.3628 | 179.891 | 175.2603 | 300.05 | 177.5657 | 241.6121 | 315.6955 | 125.2246
| SPS1 | CH | Light duty vehicles stock additions¦Hydrogen¦New fuel cell electric light duty vehicles | Thousand | 0 | 0.0076962 | 0.0023635 | 0.00062532 | 0.00097532 | 0.00092916 | 0.00079206 | 0.00095096 | 0.00078445 | 0.00090162 | 0.0010161 | 0.00095849
| SPS1 | CH | Light duty vehicles stock additions¦Motor Gasoline¦Total¦Existing gasoline light duty vehicles | Thousand | 0 | 0 | 0 | 0 | 0 | 0 | 0 | 0 | 0 | 0 | 0 | 0
| SPS1 | CH | Light duty vehicles stock additions¦Motor Gasoline¦Total¦New gasoline light duty vehicles | Thousand | 0 | 0.058698 | 0.031796 | 21.7866 | 0 | 0 | 0 | 0 | 0 | 0 | 0 | 0
| SPS1 | CH | Light duty vehicles stock additions¦Motor Diesel¦Total¦Existing ICE diesel light duty vehicles | Thousand | 0 | 0 | 0 | 0 | 0 | 0 | 0 | 0 | 0 | 0 | 0 | 0
| SPS1 | CH | Light duty vehicles stock additions¦Motor Diesel¦Total¦New ICE diesel light duty vehicles | Thousand | 0 | 0.070266 | 0.037533 | 0.21913 | 0 | 0 | 0 | 0 | 0 | 0 | 0 | 0
| SPS1 | CH | Light duty vehicles stock additions¦Motor Diesel¦Total¦New hybrid diesel light duty vehicles | Thousand | 0 | 7.465 | 0.060002 | 15.2303 | 0 | 0 | 0 | 0 | 0 | 0 | 0 | 0
| SPS1 | CH | Light duty vehicles stock additions¦Motor Gas¦Total¦New ICE Gas light duty vehicles | Thousand | 0.010634 | 0.041869 | 0.0093174 | 0 | 0 | 0 | 0 | 0 | 0 | 0 | 0 | 0
| SPS1 | CH | Heavy duty vehicles stock additions | Thousand | 0 | 2.5863 | 39.8588 | 12.9339 | 44.0239 | 13.7106 | 44.2543 | 23.509 | 38.0667 | 47.3222 | 26.9108 | 43.3889
| SPS1 | CH | Heavy duty vehicles stock additions¦Electricity¦Existing electric heavy duty vehicles | Thousand | 0 | 0 | 0 | 0 | 0 | 0 | 0 | 0 | 0 | 0 | 0 | 0
| SPS1 | CH | Heavy duty vehicles stock additions¦Electricity¦New electric heavy duty vehicles | Thousand | 0 | 0.19074 | 39.8032 | 0.016346 | 9.1936 | 5.8533 | 44.2146 | 23.5061 | 38.0627 | 47.3172 | 26.908 | 43.3837
| SPS1 | CH | Heavy duty vehicles stock additions¦Hydrogen¦New fuel cell electric heavy duty vehicles | Thousand | 0 | 0.0014001 | 0.00135 | 0.00085575 | 0.0056184 | 0.0026092 | 0.004779 | 0.002864 | 0.0039573 | 0.0049837 | 0.0028635 | 0.0051866
| SPS1 | CH | Heavy duty vehicles stock additions¦Motor Gasoline¦Total¦Existing gasoline heavy duty vehicles | Thousand | 0 | 0 | 0 | 0 | 0 | 0 | 0 | 0 | 0 | 0 | 0 | 0
| SPS1 | CH | Heavy duty vehicles stock additions¦Motor Gasoline¦Total¦New gasoline heavy duty vehicles | Thousand | 0 | 0 | 0 | 0 | 0 | 0 | 0 | 0 | 0 | 0 | 0 | 0
| SPS1 | CH | Heavy duty vehicles stock additions¦Motor Diesel¦Total¦Existing ICE diesel heavy duty vehicles | Thousand | 0 | 0 | 0 | 0 | 0 | 0 | 0 | 0 | 0 | 0 | 0 | 0
| SPS1 | CH | Heavy duty vehicles stock additions¦Motor Diesel¦Total¦New ICE diesel heavy duty vehicles | Thousand | 0 | 0.0032341 | 0.0011082 | 0.048076 | 0.0091744 | 0.0097908 | 0.0045186 | 0 | 0 | 0 | 0 | 0
| SPS1 | CH | Heavy duty vehicles stock additions¦Motor Diesel¦Total¦New hybrid diesel heavy duty vehicles | Thousand | 0 | 2.3881 | 0.0025307 | 12.7904 | 34.7134 | 7.8052 | 0.012592 | 0 | 0 | 0 | 0 | 0
| SPS1 | CH | Heavy duty vehicles stock additions¦Motor Gas¦Total¦New ICE Gas heavy duty vehicles | Thousand | 0 | 0.0027871 | 0.050641 | 0.078292 | 0.10215 | 0.03972 | 0.017782 | 0 | 0 | 0 | 0 | 0
| SPS1 | CH | Space and water heat boiler capacity additions in Residential sector | GWth/yr. | 0.00045898 | 0.85058 | 0.5887 | 1.1166 | 5.8513 | 3.5907 | 1.9505 | 5.4566 | 2.8144 | 2.091 | 5.254 | 2.688
| SPS1 | CH | Space and water heat boiler capacity additions in Residential sector¦Space heating | GWth/yr. | 0.00034628 | 0.69241 | 0.28191 | 0.88447 | 5.0146 | 2.6464 | 1.3816 | 4.4748 | 2.2607 | 1.7066 | 4.3173 | 2.1239
| SPS1 | CH | Space and water heat boiler capacity additions in Residential sector¦Space heating¦Electricty | GWth/yr. | 2.0988e-05 | 0.30428 | 0.19723 | 0.87225 | 2.5995 | 2.0922 | 1.0189 | 3.0599 | 1.9517 | 1.333 | 3.2695 | 1.7793
| SPS1 | CH | Space and water heat boiler capacity additions in Residential sector¦Space heating¦Electricty¦Electric boiler | GWth/yr. | 1.5807e-05 | 0.03075 | 5.3383e-05 | 0.00028996 | 0.11701 | 0.054757 | 0.0015229 | 0.092268 | 0.12875 | 0.13678 | 0.24972 | 0.0064833
| SPS1 | CH | Space and water heat boiler capacity additions in Residential sector¦Space heating¦Electricty¦Heat pump electric | GWth/yr. | 5.1805e-06 | 0.27353 | 0.19717 | 0.87196 | 2.4825 | 2.0375 | 1.0174 | 2.9677 | 1.823 | 1.1963 | 3.0198 | 1.7729
| SPS1 | CH | Space and water heat boiler capacity additions in Residential sector¦Space heating¦Oil | GWth/yr. | 0 | 1.0834e-05 | 9.5711e-06 | 1.3844e-05 | 0.0021595 | 0.00055539 | 3.9845e-05 | 0.0018506 | 3.6493e-05 | 9.7042e-05 | 0.0013851 | 0.00047378
| SPS1 | CH | Space and water heat boiler capacity additions in Residential sector¦Space heating¦Oil¦Light fuel oil boiler | GWth/yr. | 0 | 1.0834e-05 | 9.5711e-06 | 1.3844e-05 | 0.0021595 | 0.00055539 | 3.9845e-05 | 0.0018506 | 3.6493e-05 | 9.7042e-05 | 0.0013851 | 0.00047378
| SPS1 | CH | Space and water heat boiler capacity additions in Residential sector¦Space heating¦Gas | GWth/yr. | 3.0435e-06 | 0.22037 | 0.077165 | 0.00031095 | 1.9068 | 0.053963 | 0.19792 | 0.6222 | 0.026443 | 0.17331 | 0.42057 | 0.042983
| SPS1 | CH | Space and water heat boiler capacity additions in Residential sector¦Space heating¦Gas¦Gas boiler | GWth/yr. | 0 | 0.22032 | 0.071226 | 0.00015021 | 1.6082 | 0.051874 | 2.873e-05 | 0.58151 | 4.7834e-05 | 0.00010579 | 0.37941 | 0.01567
| SPS1 | CH | Space and water heat boiler capacity additions in Residential sector¦Space heating¦Gas¦Heat pump gas | GWth/yr. | 3.0435e-06 | 5.1694e-05 | 0.0059386 | 0.00016074 | 0.29861 | 0.0020886 | 0.19789 | 0.040685 | 0.026395 | 0.17321 | 0.041152 | 0.027312
| SPS1 | CH | Space and water heat boiler capacity additions in Residential sector¦Space heating¦Coal | GWth/yr. | 0 | 0 | 0 | 0 | 0 | 0 | 0 | 0 | 0 | 0 | 0 | 0
| SPS1 | CH | Space and water heat boiler capacity additions in Residential sector¦Space heating¦Coal¦Coal boiler | GWth/yr. | 0 | 0 | 0 | 0 | 0 | 0 | 0 | 0 | 0 | 0 | 0 | 0
| SPS1 | CH | Space and water heat boiler capacity additions in Residential sector¦Space heating¦Wood | GWth/yr. | 0.00015329 | 0.10728 | 0.0060538 | 2.1727e-05 | 0.22871 | 0.18084 | 0.0182 | 0.30887 | 0.0037344 | 0.027644 | 0.15015 | 0.028462
| SPS1 | CH | Space and water heat boiler capacity additions in Residential sector¦Space heating¦Wood¦Wood boiler | GWth/yr. | 0.00015329 | 0.10728 | 0.0060538 | 2.1727e-05 | 0.22871 | 0.18084 | 0.0182 | 0.30887 | 0.0037344 | 0.027644 | 0.15015 | 0.028462
| SPS1 | CH | Space and water heat boiler capacity additions in Residential sector¦Space heating¦Pellets | GWth/yr. | 1.7027e-05 | 0.036705 | 0.00015992 | 0.011216 | 0.17859 | 0.080417 | 0.015186 | 0.18645 | 0.071505 | 0.030549 | 0.17674 | 0.085179
| SPS1 | CH | Space and water heat boiler capacity additions in Residential sector¦Space heating¦Pellets¦Pellets boiler | GWth/yr. | 1.7027e-05 | 0.036705 | 0.00015992 | 0.011216 | 0.17859 | 0.080417 | 0.015186 | 0.18645 | 0.071505 | 0.030549 | 0.17674 | 0.085179
| SPS1 | CH | Space and water heat boiler capacity additions in Residential sector¦Space heating¦Solar | GWth/yr. | 0.00015194 | 0.023767 | 0.0012923 | 0.00066288 | 0.098824 | 0.23838 | 0.13132 | 0.29553 | 0.20724 | 0.14192 | 0.29898 | 0.18751
| SPS1 | CH | Space and water heat boiler capacity additions in Residential sector¦Space heating¦Solar¦Solar thermal | GWth/yr. | 0.00015194 | 0.023767 | 0.0012923 | 0.00066288 | 0.098824 | 0.23838 | 0.13132 | 0.29553 | 0.20724 | 0.14192 | 0.29898 | 0.18751
| SPS1 | CH | Space and water heat boiler capacity additions in Residential sector¦Space heating¦Hydrogen | GWth/yr. | 0 | 0 | 0 | 0 | 0 | 0 | 0 | 0 | 0 | 0 | 0 | 0
| SPS1 | CH | Space and water heat boiler capacity additions in Residential sector¦Space heating¦Hydrogen¦Hydrogen boiler | GWth/yr. | 0 | 0 | 0 | 0 | 0 | 0 | 0 | 0 | 0 | 0 | 0 | 0
| SPS1 | CH | Space and water heat boiler capacity additions in Residential sector¦Water heating | GWth/yr. | 0.0001127 | 0.15816 | 0.3068 | 0.23217 | 0.83666 | 0.94429 | 0.56894 | 0.98175 | 0.55372 | 0.38448 | 0.9367 | 0.56402
| SPS1 | CH | Space and water heat boiler capacity additions in Residential sector¦Water heating¦Electricty | GWth/yr. | 0.0001127 | 0.068227 | 0.10114 | 0.21701 | 0.58122 | 0.47963 | 0.18242 | 0.58893 | 0.54711 | 0.35131 | 0.51462 | 0.55455
| SPS1 | CH | Space and water heat boiler capacity additions in Residential sector¦Water heating¦Electricty¦Electric boiler | GWth/yr. | 0.00010469 | 0.035383 | 2.3732e-05 | 4.8021e-05 | 0.067886 | 0.03508 | 1.237e-05 | 0.069736 | 0.042221 | 0.074419 | 0.073605 | 0.00049179
| SPS1 | CH | Space and water heat boiler capacity additions in Residential sector¦Water heating¦Electricty¦Heat pump electric | GWth/yr. | 8.0127e-06 | 0.032843 | 0.10112 | 0.21696 | 0.51333 | 0.44455 | 0.18241 | 0.51919 | 0.50489 | 0.27689 | 0.44101 | 0.55406
| SPS1 | CH | Space and water heat boiler capacity additions in Residential sector¦Water heating¦Oil | GWth/yr. | 0 | 5.8389e-06 | 3.2272e-06 | 3.1628e-06 | 0.00014584 | 0.000174 | 7.4223e-06 | 0 | 0.00026467 | 4.362e-05 | 0.00010119 | 0.00018256
| SPS1 | CH | Space and water heat boiler capacity additions in Residential sector¦Water heating¦Oil¦Light fuel oil boiler | GWth/yr. | 0 | 5.8389e-06 | 3.2272e-06 | 3.1628e-06 | 0.00014584 | 0.000174 | 7.4223e-06 | 0 | 0.00026467 | 4.362e-05 | 0.00010119 | 0.00018256
| SPS1 | CH | Space and water heat boiler capacity additions in Residential sector¦Water heating¦Gas | GWth/yr. | 0 | 3.3833e-05 | 0.20561 | 0.014696 | 0.18491 | 0.0092205 | 0.046793 | 0.066427 | 0.0031287 | 0.032195 | 0.0573 | 0.0046649
| SPS1 | CH | Space and water heat boiler capacity additions in Residential sector¦Water heating¦Gas¦Gas boiler | GWth/yr. | 0 | 1.5226e-05 | 0.2044 | 0.014669 | 0.13316 | 0.0091644 | 0.0084296 | 0.056527 | 1.4786e-05 | 4.2957e-05 | 0.046984 | 0.00045632
| SPS1 | CH | Space and water heat boiler capacity additions in Residential sector¦Water heating¦Gas¦Heat pump gas | GWth/yr. | 0 | 1.8608e-05 | 0.0012137 | 2.6831e-05 | 0.051747 | 5.6156e-05 | 0.038363 | 0.0098998 | 0.0031139 | 0.032152 | 0.010316 | 0.0042086
| SPS1 | CH | Space and water heat boiler capacity additions in Residential sector¦Water heating¦Coal | GWth/yr. | 0 | 0 | 0 | 0 | 0 | 0 | 0 | 0 | 0 | 0 | 0 | 0
| SPS1 | CH | Space and water heat boiler capacity additions in Residential sector¦Water heating¦Coal¦Coal boiler | GWth/yr. | 0 | 0 | 0 | 0 | 0 | 0 | 0 | 0 | 0 | 0 | 0 | 0
| SPS1 | CH | Space and water heat boiler capacity additions in Residential sector¦Water heating¦Wood | GWth/yr. | 0 | 0.0051543 | 4.2938e-06 | 4.0444e-06 | 0.0053059 | 0.0098 | 4.9318e-05 | 0.010915 | 0.00022456 | 2.9721e-05 | 0.0063139 | 0.00086301
| SPS1 | CH | Space and water heat boiler capacity additions in Residential sector¦Water heating¦Wood¦Wood boiler | GWth/yr. | 0 | 0.0051543 | 4.2938e-06 | 4.0444e-06 | 0.0053059 | 0.0098 | 4.9318e-05 | 0.010915 | 0.00022456 | 2.9721e-05 | 0.0063139 | 0.00086301
| SPS1 | CH | Space and water heat boiler capacity additions in Residential sector¦Water heating¦Pellets | GWth/yr. | 0 | 0.0019817 | 2.7461e-06 | 5.2114e-06 | 0.005725 | 0.0041474 | 0.00023544 | 0.0066464 | 0.0029593 | 0.00087624 | 0.0065965 | 0.0036325
| SPS1 | CH | Space and water heat boiler capacity additions in Residential sector¦Water heating¦Pellets¦Pellets boiler | GWth/yr. | 0 | 0.0019817 | 2.7461e-06 | 5.2114e-06 | 0.005725 | 0.0041474 | 0.00023544 | 0.0066464 | 0.0029593 | 0.00087624 | 0.0065965 | 0.0036325
| SPS1 | CH | Space and water heat boiler capacity additions in Residential sector¦Water heating¦Solar | GWth/yr. | 0 | 0.082761 | 2.9338e-05 | 0.00044667 | 0.059352 | 0.44131 | 0.33943 | 0.30883 | 3.0779e-05 | 2.5492e-05 | 0.35177 | 0.0001237
| SPS1 | CH | Space and water heat boiler capacity additions in Residential sector¦Water heating¦Solar¦Solar thermal | GWth/yr. | 0 | 0.082761 | 2.9338e-05 | 0.00044667 | 0.059352 | 0.44131 | 0.33943 | 0.30883 | 3.0779e-05 | 2.5492e-05 | 0.35177 | 0.0001237
| SPS1 | CH | Space and water heat boiler capacity additions in Residential sector¦Water heating¦Hydrogen | GWth/yr. | 0 | 0 | 0 | 0 | 0 | 0 | 0 | 0 | 0 | 0 | 0 | 0
| SPS1 | CH | Space and water heat boiler capacity additions in Residential sector¦Water heating¦Hydrogen¦Hydrogen boiler | GWth/yr. | 0 | 0 | 0 | 0 | 0 | 0 | 0 | 0 | 0 | 0 | 0 | 0
| SPS1 | CH | Process and space heating capacity additions in industry sectors | GWth/yr. | 0.0049759 | 0.27767 | 0.18186 | 0.77852 | 2.0517 | 0.92946 | 0.54581 | 1.6215 | 0.83113 | 0.77968 | 1.5169 | 0.85354
| SPS1 | CH | Process and space heating capacity additions in industry sectors¦Electricity | GWth/yr. | 0 | 0.19693 | 0.14021 | 0.74066 | 0.63799 | 0.58698 | 0.53968 | 0.76736 | 0.55307 | 0.53717 | 0.85987 | 0.53005
| SPS1 | CH | Process and space heating capacity additions in industry sectors¦Electricity¦Electric boiler | GWth/yr. | 0 | 0.18003 | 0.023226 | 0.60818 | 0.48946 | 0.34116 | 0.30767 | 0.50075 | 0.33492 | 0.30118 | 0.576 | 0.33362
| SPS1 | CH | Process and space heating capacity additions in industry sectors¦Electricity¦Heat pump electric | GWth/yr. | 0 | 0.016892 | 0.11699 | 0.13248 | 0.14853 | 0.24582 | 0.23202 | 0.26661 | 0.21815 | 0.23599 | 0.28388 | 0.19643
| SPS1 | CH | Process and space heating capacity additions in industry sectors¦Oil | GWth/yr. | 0.0049759 | 0.011864 | 0.0003182 | 0.00029633 | 0.14924 | 0.016906 | 0.0002261 | 0.00050275 | 0.014115 | 0.0020244 | 0.0044377 | 0.0094076
| SPS1 | CH | Process and space heating capacity additions in industry sectors¦Oil¦Light fuel boiler | GWth/yr. | 0 | 0.01168 | 0.00021409 | 0.00022933 | 0.14901 | 0.016547 | 0.00015348 | 0.00050256 | 0.014115 | 0.0020242 | 0.0044376 | 0.0094075
| SPS1 | CH | Process and space heating capacity additions in industry sectors¦Oil¦Heavy fuel boiler | GWth/yr. | 0.0049759 | 0.00018408 | 0.00010411 | 6.7007e-05 | 0.0002219 | 0.00035923 | 7.2615e-05 | 1.8383e-07 | 2.2306e-07 | 2.263e-07 | 1.5623e-07 | 1.1382e-07
| SPS1 | CH | Process and space heating capacity additions in industry sectors¦Gas | GWth/yr. | 0 | 0.0023598 | 0.040702 | 0.00023396 | 0.22578 | 0.15638 | 0.00024714 | 0.0046057 | 0.034904 | 0.033757 | 0.0044944 | 0.016991
| SPS1 | CH | Process and space heating capacity additions in industry sectors¦Gas¦Gas boiler | GWth/yr. | 0 | 0.00052677 | 0.039217 | 0.00022269 | 0.2242 | 0.15329 | 0.00017991 | 0.00063942 | 0.033244 | 0.03195 | 0.0011263 | 0.01413
| SPS1 | CH | Process and space heating capacity additions in industry sectors¦Gas¦Heat pump gas | GWth/yr. | 0 | 0.001833 | 0.0014843 | 1.1273e-05 | 0.0015737 | 0.0030947 | 6.7225e-05 | 0.0039663 | 0.0016599 | 0.0018066 | 0.003368 | 0.0028617
| SPS1 | CH | Process and space heating capacity additions in industry sectors¦Gas¦Biogas boiler | GWth/yr. | 0 | 0.014928 | 0.026429 | 0.11289 | 0.032925 | 0.11871 | 0.055224 | 0.059654 | 0.10244 | 0.054674 | 0.088436 | 0.079994
| SPS1 | CH | Process and space heating capacity additions in industry sectors¦Coal | GWth/yr. | 0 | 6.3557e-05 | 6.0743e-05 | 4.4186e-05 | 0.00016297 | 0.0003041 | 4.5649e-05 | 1.4679e-06 | 4.0009e-06 | 4.0475e-06 | 3.7489e-06 | 5.9699e-06
| SPS1 | CH | Process and space heating capacity additions in industry sectors¦Coal¦Coal boiler | GWth/yr. | 0 | 6.3557e-05 | 6.0743e-05 | 4.4186e-05 | 0.00016297 | 0.0003041 | 4.5649e-05 | 1.4679e-06 | 4.0009e-06 | 4.0475e-06 | 3.7489e-06 | 5.9699e-06
| SPS1 | CH | Process and space heating capacity additions in industry sectors¦Wood | GWth/yr. | 0 | 0.055168 | 0.00017445 | 0.033718 | 0.26829 | 0.11062 | 0.00017611 | 0.2562 | 0.052154 | 0.12793 | 0.11972 | 0.078117
| SPS1 | CH | Process and space heating capacity additions in industry sectors¦Wood¦Wood boiler | GWth/yr. | 0 | 0.055168 | 0.00017445 | 0.033718 | 0.26829 | 0.11062 | 0.00017611 | 0.2562 | 0.052154 | 0.12793 | 0.11972 | 0.078117
| SPS1 | CH | Process and space heating capacity additions in industry sectors¦Pellets | GWth/yr. | 0 | 0.0083893 | 0.00030398 | 0.0034683 | 0.027565 | 0.012916 | 0.0043457 | 0.027349 | 0.011343 | 0.003459 | 0.026142 | 0.0068874
| SPS1 | CH | Process and space heating capacity additions in industry sectors¦Pellets¦Pellet boiler | GWth/yr. | 0 | 0.0083893 | 0.00030398 | 0.0034683 | 0.027565 | 0.012916 | 0.0043457 | 0.027349 | 0.011343 | 0.003459 | 0.026142 | 0.0068874
| SPS1 | CH | Process and space heating capacity additions in industry sectors¦Wastes | GWth/yr. | 0 | 8.457e-05 | 7.9162e-05 | 9.2731e-05 | 0.1592 | 0.036782 | 0.00031455 | 0.00043659 | 0.00030823 | 0.00018953 | 5.8548e-05 | 4.3386e-05
| SPS1 | CH | Process and space heating capacity additions in industry sectors¦Wastes¦Wastes boiler | GWth/yr. | 0 | 8.457e-05 | 7.9162e-05 | 9.2731e-05 | 0.1592 | 0.036782 | 0.00031455 | 0.00043659 | 0.00030823 | 0.00018953 | 5.8548e-05 | 4.3386e-05
| SPS1 | CH | Process and space heating capacity additions in industry sectors¦Solar | GWth/yr. | 0 | 0.0028142 | 4.206e-06 | 5.7637e-06 | 0.0086497 | 0.0043791 | 0.00031274 | 0.0086638 | 0.0037499 | 0.00094882 | 0.008325 | 0.0041274
| SPS1 | CH | Process and space heating capacity additions in industry sectors¦Solar¦Solar thermal | GWth/yr. | 0 | 0.0028142 | 4.206e-06 | 5.7637e-06 | 0.0086497 | 0.0043791 | 0.00031274 | 0.0086638 | 0.0037499 | 0.00094882 | 0.008325 | 0.0041274
| SPS1 | CH | Process and space heating capacity additions in industry sectors¦Hydrogen | GWth/yr. | 0 | 0 | 0 | 0 | 0.57481 | 0.0041906 | 0.0004596 | 0.55634 | 0.16148 | 0.074201 | 0.4938 | 0.20791
| SPS1 | CH | Process and space heating capacity additions in industry sectors¦Hydrogen¦Hydrogen boiler | GWth/yr. | 0 | 0 | 0 | 0 | 0.57481 | 0.0041906 | 0.0004596 | 0.55634 | 0.16148 | 0.074201 | 0.4938 | 0.20791
| SPS1 | CH | Space water and process heat boiler capacity additions in Services sectors | GWth/yr. | 0.00014238 | 0.032886 | 0.15143 | 0.048524 | 2.629 | 1.9732 | 0.81413 | 2.6088 | 1.8972 | 1.1062 | 2.7584 | 1.694
| SPS1 | CH | Space water and process heat boiler capacity additions in Services sectors¦Electricity | GWth/yr. | 2.117e-05 | 1.703e-05 | 0.15059 | 0.016573 | 0.3157 | 0.24762 | 0.032048 | 1.0249 | 0.32129 | 0.16649 | 1.0467 | 0.6275
| SPS1 | CH | Space water and process heat boiler capacity additions in Services sectors¦Electricity¦Electric boiler | GWth/yr. | 2.0065e-05 | 1.1286e-05 | 0.15058 | 0.016555 | 0.0001456 | 0.10852 | 7.9617e-05 | 0.00027039 | 0.095726 | 0.056434 | 0.00018757 | 0.029935
| SPS1 | CH | Space water and process heat boiler capacity additions in Services sectors¦Electricity¦Heat pump electric | GWth/yr. | 1.1053e-06 | 5.744e-06 | 8.1866e-06 | 1.7426e-05 | 0.31555 | 0.13911 | 0.031968 | 1.0246 | 0.22557 | 0.11006 | 1.0465 | 0.59757
| SPS1 | CH | Space water and process heat boiler capacity additions in Services sectors¦Oil | GWth/yr. | 9.3845e-06 | 1.59e-05 | 1.5975e-05 | 1.9152e-05 | 0.07354 | 0.31532 | 3.0771e-05 | 0.025426 | 0.088395 | 0.0001986 | 0.051394 | 0.057722
| SPS1 | CH | Space water and process heat boiler capacity additions in Services sectors¦Oil¦Light fuel boiler | GWth/yr. | 9.3845e-06 | 1.59e-05 | 1.5975e-05 | 1.9152e-05 | 0.07354 | 0.31532 | 3.0771e-05 | 0.025426 | 0.088395 | 0.0001986 | 0.051394 | 0.057722
| SPS1 | CH | Space water and process heat boiler capacity additions in Services sectors¦Gas | GWth/yr. | 1.7779e-05 | 0.0004298 | 0.00074919 | 0.00018442 | 1.1373 | 0.82171 | 0.0054445 | 0.85771 | 0.85317 | 0.73162 | 0.9024 | 0.47114
| SPS1 | CH | Space water and process heat boiler capacity additions in Services sectors¦Gas¦Gas boiler | GWth/yr. | 9.8579e-07 | 1.6804e-05 | 1.7094e-05 | 0.00012841 | 0.99308 | 0.6613 | 0.005318 | 0.72554 | 0.7388 | 0.6377 | 0.72741 | 0.36757
| SPS1 | CH | Space water and process heat boiler capacity additions in Services sectors¦Gas¦Heat pump gas | GWth/yr. | 5.6202e-06 | 0.00031067 | 0.00071863 | 4.0604e-05 | 0.0069655 | 0.011805 | 7.414e-05 | 0.016592 | 0.00084454 | 0.025682 | 0.0028776 | 0.0082458
| SPS1 | CH | Space water and process heat boiler capacity additions in Services sectors¦Gas¦Biogas boiler | GWth/yr. | 1.1173e-05 | 0.00010233 | 1.3466e-05 | 1.5405e-05 | 0.13726 | 0.1486 | 5.2337e-05 | 0.11558 | 0.11352 | 0.068237 | 0.17211 | 0.095326
| SPS1 | CH | Space water and process heat boiler capacity additions in Services sectors¦Wood | GWth/yr. | 7.9549e-06 | 3.5675e-05 | 1.8903e-05 | 2.0596e-05 | 0.4796 | 0.17043 | 0.61364 | 0.00065981 | 0.18309 | 8.6778e-05 | 0.00025307 | 0.095735
| SPS1 | CH | Space water and process heat boiler capacity additions in Services sectors¦Wood¦Wood boiler | GWth/yr. | 7.9549e-06 | 3.5675e-05 | 1.8903e-05 | 2.0596e-05 | 0.4796 | 0.17043 | 0.61364 | 0.00065981 | 0.18309 | 8.6778e-05 | 0.00025307 | 0.095735
| SPS1 | CH | Space water and process heat boiler capacity additions in Services sectors¦Pellets | GWth/yr. | 6.9834e-06 | 0.023404 | 1.7143e-05 | 2.4797e-05 | 0.12221 | 0.061717 | 0.00014464 | 0.19799 | 0.00033724 | 0.00010069 | 0.20199 | 0.0707
| SPS1 | CH | Space water and process heat boiler capacity additions in Services sectors¦Pellets¦Pellet boiler | GWth/yr. | 6.9834e-06 | 0.023404 | 1.7143e-05 | 2.4797e-05 | 0.12221 | 0.061717 | 0.00014464 | 0.19799 | 0.00033724 | 0.00010069 | 0.20199 | 0.0707
| SPS1 | CH | Space water and process heat boiler capacity additions in Services sectors¦Solar | GWth/yr. | 7.9112e-05 | 0.0089839 | 4.3338e-05 | 6.0716e-05 | 0.49771 | 0.33992 | 0.16279 | 0.49771 | 0.30926 | 0.19346 | 0.5076 | 0.29938
| SPS1 | CH | Space water and process heat boiler capacity additions in Services sectors¦Solar¦Solar thermal | GWth/yr. | 7.9112e-05 | 0.0089839 | 4.3338e-05 | 6.0716e-05 | 0.49771 | 0.33992 | 0.16279 | 0.49771 | 0.30926 | 0.19346 | 0.5076 | 0.29938
| SPS1 | CH | Space water and process heat boiler capacity additions in Services sectors¦Hydrogen | GWth/yr. | 0 | 0 | 0 | 0.031642 | 0.0029382 | 0.016507 | 3.0315e-05 | 0.0043442 | 0.14166 | 0.014244 | 0.048091 | 0.071832
| SPS1 | CH | Space water and process heat boiler capacity additions in Services sectors¦Hydrogen¦Hydrogen boiler | GWth/yr. | 0 | 0 | 0 | 0.031642 | 0.0029382 | 0.016507 | 3.0315e-05 | 0.0043442 | 0.14166 | 0.014244 | 0.048091 | 0.071832
| SPS1 | CH | Domestic hydrogen production capacity additions | GW-H2/yr. | 0.0013512 | 0.0002129 | 5.9201e-05 | 0.019498 | 0.48505 | 0.87558 | 0.77887 | 1.7106 | 0.056658 | 0.60533 | 0.98255 | 1.3593
| SPS1 | CH | Domestic hydrogen production capacity additions¦Electricity | GW-H2/yr. | 0.0013512 | 0.0002129 | 5.9201e-05 | 0.018838 | 0.48277 | 0.87555 | 0.77883 | 1.5395 | 0.046606 | 0.59017 | 0.86567 | 1.354
| SPS1 | CH | Domestic hydrogen production capacity additions¦Electricity¦PEM electrolysis small-medium scale | GW-H2/yr. | 0.0013512 | 0.0002129 | 5.9201e-05 | 0.018785 | 0.48271 | 0.52887 | 0.70744 | 1.5243 | 0.00025385 | 0.28725 | 0.79659 | 1.331
| SPS1 | CH | Domestic hydrogen production capacity additions¦Electricity¦PEM electrolysis large scale | GW-H2/yr. | 0 | 0 | 0 | 5.2579e-05 | 6.0549e-05 | 0.3427 | 0.068741 | 0.011762 | 0.045369 | 0.29741 | 0.068696 | 0.011967
| SPS1 | CH | Domestic hydrogen production capacity additions¦Electricity¦SOEC electrolysis | GW-H2/yr. | 0 | 0 | 0 | 0 | 0 | 0.003979 | 0.0026422 | 0.0033796 | 0.00098274 | 0.0055098 | 0.0003825 | 0.011041
| SPS1 | CH | Domestic hydrogen production capacity additions¦Gas | GW-H2/yr. | 0 | 0 | 0 | 7.1413e-06 | 1.0655e-05 | 2.3682e-05 | 3.3811e-05 | 0.0018765 | 4.8859e-05 | 0.00078256 | 8.3242e-05 | 0.0029307
| SPS1 | CH | Domestic hydrogen production capacity additions¦Gas¦SMR-ATR Reforming | GW-H2/yr. | 0 | 0 | 0 | 7.1413e-06 | 1.0655e-05 | 1.3101e-05 | 2.1187e-05 | 0.0010432 | 3.605e-05 | 0.00055518 | 5.8136e-05 | 0.0020042
| SPS1 | CH | Domestic hydrogen production capacity additions¦Gas¦SMR-ATR Reforming CCS | GW-H2/yr. | 0 | 0 | 0 | 0 | 0 | 1.0581e-05 | 1.2624e-05 | 0.00083336 | 1.2809e-05 | 0.00022738 | 2.5106e-05 | 0.00092654
| SPS1 | CH | Domestic hydrogen production capacity additions¦Wood | GW-H2/yr. | 0 | 0 | 0 | 0.00065336 | 0.0022635 | 9.19e-06 | 1.548e-05 | 0.16926 | 0.010004 | 0.014375 | 0.1168 | 0.0023705
| SPS1 | CH | Domestic hydrogen production capacity additions¦Wood¦Gasification | GW-H2/yr. | 0 | 0 | 0 | 0.00065336 | 0.0022635 | 9.19e-06 | 1.548e-05 | 1.1395e-05 | 1.3381e-05 | 0.00053369 | 1.2214e-05 | 0.00049938
| SPS1 | CH | Domestic hydrogen production capacity additions¦Wood¦Gasification CCS | GW-H2/yr. | 0 | 0 | 0 | 0 | 0 | 0 | 0 | 0.16925 | 0.0099902 | 0.013841 | 0.11678 | 0.0018711
| SPS1 | CH | Other fuel synthesis capacity additions | GW-output/yr.
| SPS1 | CH | Other fuel synthesis capacity additions¦Domestic biodiesel production¦Wood¦Fischer Tropsch | GW-output/yr. | 4.5931e-06 | 2.3408e-06 | 2.5501e-06 | 1.5068e-06 | 0.00028108 | 2.4656e-05 | 2.9933e-05 | 0.00022622 | 4.06e-05 | 0.0026078 | 6.6853e-06 | 2.9871e-05
| SPS1 | CH | Other fuel synthesis capacity additions¦Domestic biodiesel production¦Wood¦Fischer Tropsch CCS | GW-output/yr. | 0 | 0 | 0 | 0 | 0 | 0.00025415 | 1.8023e-05 | 0.22232 | 4.1127e-06 | 6.1964e-06 | 1.3852e-05 | 0.20445
| SPS1 | CH | Other fuel synthesis capacity additions¦Domestic ethanol production¦Wood¦Ethanol reactor | GW-output/yr. | 0.0083508 | 4.7988e-06 | 0.030024 | 1.0511e-06 | 7.3785e-06 | 7.7459e-06 | 0.00015288 | 0.00016759 | 1.3525e-05 | 0.00093596 | 7.3393e-06 | 7.4967e-05
| SPS1 | CH | Other fuel synthesis capacity additions¦Domestic ethanol production¦Wood¦Ethanol reactor with CCS | GW-output/yr. | 0 | 0 | 0 | 0 | 0 | 0.00012181 | 0.00012751 | 0.00011893 | 3.3982e-05 | 0.0022726 | 4.4679e-06 | 2.9224e-05
| SPS1 | CH | Other fuel synthesis capacity additions¦Domestic biogas production¦Manure¦Fermentation | GW-output/yr. | 0.056972 | 0.10545 | 2.1399e-05 | 1.5185e-05 | 0.00010761 | 0.074344 | 0.094423 | 0.13497 | 0.009889 | 0.064563 | 0.094406 | 0.13505
| SPS1 | CH | Other fuel synthesis capacity additions¦Domestic biogas production¦Wastes¦Renewable¦Gasification | GW-output/yr. | 0.0041212 | 0.0045036 | 1.9562e-05 | 0.075642 | 0.11686 | 0.12066 | 0.058828 | 0.075542 | 0.12586 | 0.16732 | 0.061833 | 0.075627
| SPS1 | CH | Other fuel synthesis capacity additions¦Domestic biogas production¦Wastes¦Renewable¦Gasification CCS | GW-output/yr. | 0 | 0 | 0 | 0 | 0 | 0 | 0 | 0 | 0 | 0 | 0 | 0
| SPS1 | CH | Other fuel synthesis capacity additions¦Domestic biogas production¦Wastes¦Renewable¦Hydrothermal gasification | GW-output/yr. | 0 | 0 | 0 | 0 | 0 | 0.00024057 | 6.6679e-05 | 0.0037116 | 4.2208e-06 | 0.00048066 | 3.1155e-06 | 0.00076918
| SPS1 | CH | Other fuel synthesis capacity additions¦Domestic biogas production¦Wastes¦Renewable¦Hydrothermal gasification CCS | GW-output/yr. | 0 | 0 | 0 | 0 | 0 | 4.9079e-05 | 5.5317e-05 | 0.00031375 | 1.6199e-06 | 8.2637e-05 | 5.7297e-06 | 0.00042348
| SPS1 | CH | Other fuel synthesis capacity additions¦Domestic biogas production¦Wood¦Gasification | GW-output/yr. | 1.064e-05 | 0.00019313 | 1.1968e-05 | 7.5154e-06 | 0.00012655 | 2.2135e-05 | 0.00011604 | 0.00014816 | 1.9373e-05 | 0.00022738 | 6.0703e-05 | 0.00085075
| SPS1 | CH | Other fuel synthesis capacity additions¦Domestic biogas production¦Wood¦Gasification CCS | GW-output/yr. | 0 | 0 | 0 | 0 | 0 | 0.00017597 | 3.3067e-05 | 0.00028045 | 1.8934e-05 | 0.0003033 | 2.7898e-05 | 0.00095178
| SPS1 | CH | Other fuel synthesis capacity additions¦Biomethane production from biogas upgrade | GW-output/yr. | 0.014501 | 0.069393 | 6.6658e-06 | 5.3203e-06 | 0.00085148 | 0.042522 | 0.08296 | 0.11615 | 0.07474 | 0.054738 | 0.082955 | 0.11656
| SPS1 | CH | Other fuel synthesis capacity additions¦Domestic wood to pellet production¦Pellets | GW-output/yr. | 0.1577 | 0.04971 | 2.0328e-05 | 2.0342e-05 | 0.16107 | 0.17821 | 0.10069 | 0.057581 | 0.070654 | 0.21631 | 0.091454 | 0.050592
| SPS1 | CH | Other fuel synthesis capacity additions¦Domestic PtG and PtL production¦PtG¦PtG gas | GW-output/yr. | 0 | 0 | 0 | 1.0609e-05 | 3.1607e-05 | 0.13307 | 0.49687 | 0.96903 | 6.323e-05 | 0.00011509 | 0.071662 | 0.38816
| SPS1 | CH | Other fuel synthesis capacity additions¦Domestic PtG and PtL production¦PtL¦PtL Diesel | GW-output/yr. | 0 | 0 | 0 | 1.4153e-05 | 6.7988e-05 | 0.17692 | 0.00045586 | 8.2584e-05 | 0.00010437 | 0.031449 | 0.0001604 | 0.0003734
| SPS1 | CH | Other fuel synthesis capacity additions¦Domestic PtG and PtL production¦PtL¦PtL Gasoline | GW-output/yr. | 0 | 0 | 0 | 1.3488e-05 | 6.5284e-05 | 0.19139 | 6.4315e-05 | 6.7551e-05 | 8.3757e-05 | 0.021336 | 0.00034453 | 0.00082829

## check
| 2020 | 2022 | 2025 | 2030 | 2040 | 2050
Final energy consumption | 696.7594 | 686.5864 | 647.601 | 619.7501 | 567.9108 | 547.7675
Industry | 142.2178 | 141.2034 | 142.4287 | 144.3517 | 136.9442 | 133.5902
Services | 140.1014 | 137.0546 | 130.571 | 128.9102 | 127.1619 | 126.3501
Residential | 217.9659 | 219.8923 | 219.9907 | 217.6811 | 202.9221 | 192.0756
Transport | 196.4743 | 188.4361 | 154.6107 | 128.8071 | 100.8825 | 95.7515
Fuel input to energy conversion and DAC | 511.8314 | 501.3489 | 504.4947 | 532.9062 | 532.2061 | 534.2184
Electricity and heat | 493.8067 | 476.4257 | 478.9177 | 508.6008 | 498.5878 | 485.7733
Biofuel production | 18.0174 | 24.8959 | 25.5496 | 23.6896 | 22.5259 | 27.0697
Hydrogen production | 0.0072226 | 0.027312 | 0.027307 | 0.61577 | 11.0925 | 21.3752
DAC | 0 | 0 | 0 | 0 | 0 | 0.00030451
Total Primary energy consumption | 964.1063 | 963.2818 | 884.1677 | 874.9895 | 797.9863 | 747.7495
Domestic production | 301.549 | 296.999 | 329.4063 | 375.6944 | 432.604 | 513.2502
Imports | 779.7274 | 701.8009 | 609.0074 | 547.2826 | 411.9255 | 283.1257
Exports | 117.1701 | 35.5181 | 54.2459 | 47.9876 | 46.5432 | 48.6264