## Variable_List
Variable | Description | Unit | Comment
Primary Production | Domestic primary production of resources | PJ/yr.
Imports | Imports of energy carriers | PJ/yr.
Exports | Exports of energy carriers | PJ/yr.
Electricity generation | Domestic electricity generation | PJ/yr.
Heat generation from CHPs and heat plants | Domestic heat production from CHPs (District heating CHPs or onsite CHPs) and heat plants | PJ/yr.
Fuel input for electricity generation | Fuel input allocated to domestic electricity generation only | PJ/yr.
Fuel input for heat generation from CHPs and heat plants | Fuel input allocated to domestic heat production from CHPs and heat plants only | PJ/yr.
Efficiency of power plants (electric) | Average annual efficiency of power plants and CHPs for electricity production only | % | The thermal efficiency of CHPs can be inferred from the Heat to Electricity production ratio, but it can also be provided; the average efficiency differs from the technical efficiency as it includes efficiency losses due to part load operation
Efficiency of heat plants (thermal) | Average annual efficiency of heat plants | % | It is the annual marketed efficiency including part load efficiency losses and differs from the full load nominal technical efficiency; for heat pumps refers to COP
Domestic biodiesel production | Domestic production of biodiesel | PJ/yr.
Heat from domestic biodiesel production | Heat produced as byproduct from biodiesel production and fed into the district heating network | PJ/yr.
Fuel input for domestic biodiesel production | Fuel input for the domestic production of biodiesel | PJ/yr.
Efficiency for domestic biodiesel production | Average annual efficiency for biodiesel and heat production | %
Domestic ethanol production | Domestic production of ethanol | PJ/yr.
Fuel input for domestic ethanol production | Fuel input for the domestic production of ethanol | PJ/yr.
Efficiency for domestic ethanol production | Average annual efficiency for domestic production of ethanol | %
Domestic biogas production | Domestic production of biogas and biogenic syngas | PJ/yr.
Electricity from domestic biogas production | Electriicty produced as byproduct from biogas production and fed into the grid | PJ/yr.
Heat from domestic biogas production | Heat produced as byproduct from biogas production and fed into the district heating network | PJ/yr.
Fuel input for domestic biogas production | Fuel input for domestic biogas production | PJ/yr.
Efficiency for domestic biogas production | Average annual efficiency for biogas production (accounting for byproduct production) | %
Domestic hydrogen production | Domestic hydrogen production | PJ/yr.
Fuel input for hydrogen production | Fuel input for deomstic hydrogen production | PJ/yr.
Efficiency for hydrogen production | Average annual efficiency for hydrogen production | % | Including losses due to part load operation
Biomethane production from biogas upgrade | Production of domestic biomethane from biogas | PJ/yr. | One technology only fuel output is biomethane
Fuel input for biogas upgrade to biomethane | Use of biogas for upgrade to biomethane | PJ/yr. | One technology only fuel input is biogas
Efficiency for biomethane production from biogas upgrade | Average annual efficiency of biogas to biomethane upgrade | PJ/yr. | One technology only fuel input is biogas, fuel output is biomethane
Domestic PtG and PtL production | Domestic production of power-to-gas and power-to-liquids | PJ/yr.
Fuel input for domestic PtG and PtL production | Fuel used for domestic PtG and PtL production (excl. CO2) | PJ/yr.
Efficiency for domestic PtG and PtL production | Average annual efficiency for PtG and PtL processes (excl. CO2 consumption) | %
CO2 input for domestic PtG and PtL production | CO2 input for domestic PtG and PtL production | Mt/yr. | The distinction of the source of CO2 (biogenic or fossil) is also provided and can be proportionally allocated to the technologies for PtG and PtL
Domestic wood to pellet production | Wood conversion to pellet domestic production output | PJ/yr. | One technology only , input is wood output is pellet
Fuel input for wood to pellet production | Wood conversion to pellet domestic production - input wood required | PJ/yr. | One technology only , input is wood output is pellet
Efficiency for wood to pellet production | Average annual efficiency of wood to pellet conversion | %
Fuel consumption in industry sectors | Fuel consumption in industry by fuel and technology | PJ/yr. | This unfortunately it will change when the new industrial sectors will be integrated into STEM
Process and space heating production in industry sectors | Energy service demand provided in the form of process and space heating in industry | PJ/yr. | This unfortunately it will change when the new industrial sectors will be integrated into STEM
Efficiency in industry sectors | Boilers efficiency and COP of heat pumps in the industrial sectors | % | This unfortunately it will change when the new industrial sectors will be integrated into STEM
Fuel consumption in Services sectors | Fuel consumption in services sectors by fuel and technology | PJ/yr.
Space water and process heat production in Services sectors | Production of energy service demand for space, water and process heat in Services sectors | PJ/yr.
Efficiency in Services sectors | Boilers efficiency and COP of heat pumps in the Services sectors | %
Fuel consumption in Residential sector | Fuel consumption for residential space and water heating (differentiated) by fuel and technology | PJ/yr.
Space and water heat production in Residential sector | Space and water heat production by technology in residential sectors | PJ/yr.
Efficiency in Residential sector | Average annual efficiency of residential boilers including part load lossess | %
Fuel consumption in cars | Fuel consumption in cars | PJ/yr. | The alternative fuels consumption is provided for totals but it can be proportionally allocated to cars
Cars mileage | Annual km driven by cars per car type and fuel | billion km/yr.
Cars efficiency | Average annual efficiency across all the stock of the same car type | km/MJ | Some extreme values are artefacts from the solution (very small numbers close to zero in consumption or mileage or both)
Fuel consumption in urban buses | Fuel consumption in urban buses (not trolleybuses) | PJ/yr.
Urban buses mileage | Annual km driven per urban bus type and fuel | billion km/yr. | Some extreme values are artefacts from the solution (very small numbers close to zero in consumption or mileage or both)
Urban buses efficiency | Average annual efficiency across all the stock of the same urban bus type | km/MJ
Fuel consumption in coaches | Fuel consumption in coaches | PJ/yr.
Coaches mileage | Annual km driven per coach type and fuel | billion km/yr. | Some extreme values are artefacts from the solution (very small numbers close to zero in consumption or mileage or both)
Coaches efficiency | Average annual efficiency across all the stock of the same coach type | km/MJ
Fuel consumption in trolleybuses | Fuel consumption in trolleybuses | PJ/yr.
Trolleybuses mileage | Annual km driven by trolleybus type and fuel | billion km/yr.
Trolleybuses efficiency | Average annual efficiency across all the stock of the same trolleybus type | km/MJ
Fuel consumption in trams | Fuel consumption in trams | PJ/yr.
Trams mileage | Annual km driven by trams and fuel | billion km/yr.
Trams efficiency | Average annual efficiency across all the stock of the same tram type | km/MJ
Fuel consumption in motorised two wheelers | Fuel consumption in two wheelers by fuel and size | PJ/yr.
Motorised two wheelers mileage | Annual km driven by type and fuel | billion km/yr.
Motorised two wheelers efficiency | Average annual efficiency across all the stock of the same two wheelers type | km/MJ
Fuel consumption in light duty vehicles | Fuel consumption in light duty vehicles by fuel and size | PJ/yr.
Light duty vehicles mileage | Annual km driven by type and fuel | billion km/yr.
Light duty vehicles efficiency | Average annual efficiency across all the stock of the same light duty vehicles type | km/MJ
Fuel consumption in heavy duty vehicles | Fuel consumption in heavy duty vehicles by fuel and size | PJ/yr.
Heavy duty vehicles mileage | Annual km driven by type and fuel | billion km/yr.
Heavy duty vehicles efficiency | Average annual efficiency across all the stock of the same heavy duty vehicles type | km/MJ
Fuel consumption in other transport | Fuel consumption in other transport | PJ/yr.
Other transport mileage | Annual km driven in other transprot | billion km/yr. or PJ/yr.
Other transport efficiency | Average annual efficiency across all the stock of the same other transport type | km/MJ or %
Direct CO2 emissions from fuel combustion and industrial processes | Direct CO2 emissions from fuel combustion and industrial processes | Mt/yr.
CO2 storage and utilisation | Quantities of CO2 domestically stored or utilised, or exported | Mt/yr.
Direct air capture | Consumption for DAC (electricity, heat) and CO2 captured from DAC | PJ/yr.
Primary Energy Consumption | Total domestic energy consumption (= production + imports - exports) | PJ/yr.
Electricity generation capacity | Net install electricity and CHP generatoin capacity | GWe/yr.
Space heating boiler capacity in Residential sector | Capacity of boilers and heat pumps in the residential sector for space heating | GWth/yr.
Process and space heating capacity in industry sectors | Capacity of industrial boilers and heat pumps for process and space heating production | GWth/yr.
Space water and process heat boiler capacity in Services sectors | Capacity of boilers and heat pumps for process and space heating production in services sector | GWth/yr.
Cars stock | Stock of cars per engine type and size | Million
Urban buses stock | Stock of urban buses per engine type and size | Thousands
Coaches stock | Stock of coaches per engine type and size | Thousands
Light duty vehicles stock | Stock of light duty vehicles per engine type | Thousands
Heavy duty vehicles stock | Stock of trucks (heavy duty vehicles) per engine type | Thousands
Domestic hydrogen production capacity | Domestic hydrogen producton capacity by technology | GW-H2/yr.
Other fuel synthesis capacity | Production capacity for synthetic fuels (biogenic or e-fuels) in terms of output product | GW-output/yr.
Electricity generation capacity additions | Newly installed capacity for electricity generation (incl. CHPs) - the capacity additions are reported for the whole period represented under the milestone year | GWe/yr.
Cars stock additions additions | New car registrations - the number in a year is cummulative registrations for the period represented under this year | Million
Urban buses stock additions | New urban buses registrations - the number in a year is cummulative registrations for the period represented under this year | Million
Coaches stock additions | New coaches registrations - the number in a year is cummulative registrations for the period represented under this year
Light duty vehicles stock additions | New light duty vehicle registrations - the number in a year is cummulative registrations for the period represented under this year
Heavy duty vehicles stock additions | New heavy duty vehicle registrations - the number in a year is cummulative registrations for the period represented under this year
Space and water heat boiler capacity additions in Residential sector | Newly installed capacity - the capacity additions are reported for the whole period represented under the milestone year | GWth/yr.
Process and space heating capacity additions in industry sectors | Newly installed capacity - the capacity additions are reported for the whole period represented under the milestone year | GWth/yr.
Space water and process heat boiler capacity additions in Services sectors | Newly installed capacity - the capacity additions are reported for the whole period represented under the milestone year | GWth/yr.
Domestic hydrogen production capacity additions | Newly installed capacity - the capacity additions are reported for the whole period represented under the milestone year | GW-H2/yr.
Other fuel synthesis capacity additions | Newly installed capacity - the capacity additions are reported for the whole period represented under the milestone year | GW-output/yr.

## SPS1
Model | Scenario | Region | Variable | Unit | 2020 | 2022 | 2025 | 2030 | 2035 | 2040 | 2045 | 2050 | 2055 | 2060 | 2065 | 2070
STEM | SPS1 | CH | Primary Production | PJ/yr. | 301.5489 | 296.9695 | 329.3716 | 375.6381 | 432.4402 | 513.2443 | 572.2313 | 618.9034 | 621.5311 | 625.8037 | 624.6994 | 628.7558
STEM | SPS1 | CH | Primary Production¦Wood | PJ/yr. | 46.3339 | 50.4812 | 50.4813 | 50.484 | 50.4846 | 53.86 | 66.6558 | 68.1019 | 68.1019 | 68.1019 | 68.1019 | 68.1019
STEM | SPS1 | CH | Primary Production¦Wood¦Waste wood | PJ/yr. | 11.1119 | 11.9529 | 13.3572 | 15.6562 | 16.4246 | 17.1137 | 17.7717 | 18.4297 | 18.3412 | 18.2527 | 18.1642 | 18.0757
STEM | SPS1 | CH | Primary Production¦Wood¦Wood residues | PJ/yr. | 7.5117 | 7.5432 | 7.5904 | 7.669 | 7.669 | 7.6691 | 7.669 | 7.6691 | 7.669 | 7.669 | 7.669 | 7.669
STEM | SPS1 | CH | Primary Production¦Wood¦Wood from landscape maintenance | PJ/yr. | 3.1683 | 3.4957 | 3.9868 | 4.8054 | 4.8054 | 4.8054 | 4.8054 | 4.8054 | 4.8054 | 4.8054 | 4.8054 | 4.8054
STEM | SPS1 | CH | Primary Production¦Wood¦Wood from Forest (hard wood) | PJ/yr. | 24.542 | 27.4895 | 25.5469 | 22.3534 | 21.5856 | 24.2718 | 36.4097 | 37.1978 | 37.2862 | 37.3748 | 37.4632 | 37.5517
STEM | SPS1 | CH | Primary Production¦Waste | PJ/yr. | 70.0326 | 70.3284 | 70.087 | 69.141 | 69.0409 | 78.2267 | 80.5563 | 83.8281 | 81.4685 | 81.5407 | 81.5199 | 81.5996
STEM | SPS1 | CH | Primary Production¦Waste¦Non renewable waste | PJ/yr. | 35.9318 | 36.2277 | 35.9842 | 35.04 | 34.9376 | 37.2523 | 37.6966 | 39.2217 | 36.8621 | 36.2691 | 36.2482 | 36.2854
STEM | SPS1 | CH | Primary Production¦Waste¦Renewable waste | PJ/yr. | 34.1008 | 34.1007 | 34.1028 | 34.101 | 34.1033 | 40.9744 | 42.8597 | 44.6064 | 44.6064 | 45.2715 | 45.2717 | 45.3143
STEM | SPS1 | CH | Primary Production¦Manure | PJ/yr. | 3.7982 | 11.2523 | 12.5404 | 12.5405 | 12.5405 | 12.5705 | 12.865 | 23.9962 | 23.9962 | 23.9962 | 23.9962 | 23.9968
STEM | SPS1 | CH | Primary Production¦Hydro | PJ/yr. | 149.4306 | 125.6211 | 136.8144 | 151.9083 | 152.8423 | 155.2498 | 157.2973 | 159.5469 | 161.6071 | 163.6578 | 163.6893 | 165.2051
STEM | SPS1 | CH | Primary Production¦Hydro¦Large hydro | PJ/yr. | 66.7457 | 49.7989 | 68.8763 | 67.4745 | 69.6025 | 72.1832 | 74.3843 | 74.8361 | 74.8361 | 74.8361 | 74.8361 | 74.8361
STEM | SPS1 | CH | Primary Production¦Hydro¦Run-of-river hydro | PJ/yr. | 66.6325 | 55.7641 | 65.6003 | 67.1679 | 66.8838 | 66.1316 | 65.5449 | 67.1316 | 67.1316 | 67.1316 | 67.1316 | 67.1316
STEM | SPS1 | CH | Primary Production¦Hydro¦Pump storage | PJ/yr. | 16.0524 | 20.0581 | 2.3377 | 17.2659 | 16.356 | 16.935 | 17.3681 | 17.5792 | 19.6394 | 21.6901 | 21.7216 | 23.2374
STEM | SPS1 | CH | Primary Production¦Solar | PJ/yr. | 12.5565 | 16.5223 | 32.0942 | 50.0998 | 84.6069 | 133.1509 | 161.3637 | 177.5211 | 180.0013 | 180.0013 | 180.0014 | 180.003
STEM | SPS1 | CH | Primary Production¦Wind | PJ/yr. | 0.52413 | 0.54542 | 0.50329 | 2.0504 | 3.6359 | 4.6762 | 10.3135 | 11.4284 | 11.4306 | 11.4347 | 11.4352 | 11.4397
STEM | SPS1 | CH | Primary Production¦Ambient heat | PJ/yr. | 18.8731 | 22.2187 | 26.8511 | 39.4142 | 59.289 | 75.5054 | 82.2876 | 93.0244 | 94.9256 | 97.0713 | 95.9557 | 98.4098
STEM | SPS1 | CH | Primary Production¦Geothermal | PJ/yr. | 0 | 0 | 0 | 0 | 0 | 0.0048659 | 0.89205 | 1.4564 | 0 | 0 | 0 | 0
STEM | SPS1 | CH | Imports | PJ/yr. | 779.6903 | 701.7877 | 609.0541 | 547.3461 | 411.9832 | 283.1761 | 164.7343 | 144.8858 | 153.4133 | 166.2015 | 183.2016 | 185.9989
STEM | SPS1 | CH | Imports¦Coal | PJ/yr. | 3.6601 | 3.5648 | 0.04502 | 0.0089943 | 0.0058241 | 0.0070102 | 0.0034891 | 5.9583e-05 | 8.753e-05 | 0.00010638 | 0.00010709 | 0.00015031
STEM | SPS1 | CH | Imports¦Oil | PJ/yr. | 310.4478 | 286.8295 | 221.2558 | 175.5271 | 108.3548 | 80.1587 | 88.0756 | 97.9331 | 96.4436 | 97.6883 | 98.7411 | 100.3021
STEM | SPS1 | CH | Imports¦Oil¦Fossil liquids | PJ/yr. | 304.3122 | 280.6943 | 215.1202 | 164.6049 | 84.9722 | 37.7661 | 15.8308 | 0 | 0.0011558 | 0.0015112 | 0.0015219 | 0.0025728
STEM | SPS1 | CH | Imports¦Oil¦Fossil liquids¦Light fuel oil | PJ/yr. | 101.8806 | 88.2207 | 76.5574 | 63.0989 | 27.4755 | 9.4906 | 4.708 | 0 | 0.0010226 | 0.0013588 | 0.0013632 | 0.0023308
STEM | SPS1 | CH | Imports¦Oil¦Fossil liquids¦Heavy fuel oil | PJ/yr. | 2.7764 | 2.7644 | 0.015098 | 0.003322 | 0.0045819 | 0.0083703 | 0.0039274 | 0 | 0 | 0 | 0 | 0
STEM | SPS1 | CH | Imports¦Oil¦Fossil liquids¦Motor Diesel | PJ/yr. | 119.1748 | 112.686 | 68.1127 | 52.5186 | 33.3603 | 19.8583 | 5.4516 | 0 | 4.4167e-05 | 5.0375e-05 | 5.3044e-05 | 8.036e-05
STEM | SPS1 | CH | Imports¦Oil¦Fossil liquids¦Motor Gasoline | PJ/yr. | 79.3713 | 75.6182 | 68.5863 | 46.4004 | 21.7712 | 6.6316 | 4.0526 | 0 | 4.6108e-05 | 5.188e-05 | 5.4418e-05 | 8.4825e-05
STEM | SPS1 | CH | Imports¦Oil¦Fossil liquids¦Kerosene (excl. international aviation) | PJ/yr. | 1.1091 | 1.405 | 1.8488 | 2.5836 | 2.3605 | 1.7773 | 1.6146 | 0 | 4.2904e-05 | 5.0158e-05 | 5.1242e-05 | 7.6792e-05
STEM | SPS1 | CH | Imports¦Oil¦Synthetic liquids | PJ/yr. | 6.1356 | 6.1351 | 6.1356 | 10.9222 | 23.3826 | 42.3926 | 72.2447 | 97.9331 | 96.4424 | 97.6868 | 98.7396 | 100.2995
STEM | SPS1 | CH | Imports¦Oil¦Synthetic liquids¦Total¦Motor diesel | PJ/yr. | 1.8136 | 1.8124 | 3.2006 | 3.2341 | 3.2496 | 3.2445 | 3.2475 | 1.5095 | -0.063775 | 0.42577 | -0.047885 | -0.02652
STEM | SPS1 | CH | Imports¦Oil¦Synthetic liquids¦Total¦Motor Gasoline | PJ/yr. | 4.3217 | 4.3225 | 2.9348 | 2.3801 | 1.6009 | 0.51698 | 0.31105 | 0.85899 | 1.1234 | 0.98508 | 0.94683 | 0.92234
| SPS1 | CH | Imports¦Oil¦Synthetic liquids¦Total¦Kerosene | PJ/yr. | 0.00032496 | 0.00027921 | 0.00017453 | 5.3079 | 18.5321 | 38.6312 | 68.6861 | 95.5645 | 95.3828 | 96.2759 | 97.8407 | 99.4037
STEM | SPS1 | CH | Imports¦Oil¦Synthetic liquids¦Bioliquids¦Total | PJ/yr. | 6.1356 | 6.1351 | 6.1356 | 10.9222 | 10.1429 | 22.2936 | 42.1898 | 71.0547 | 96.4424 | 96.9754 | 97.1749 | 98.7365
STEM | SPS1 | CH | Imports¦Oil¦Synthetic liquids¦Bioliquids¦Biodiesel | PJ/yr. | 1.8136 | 1.8124 | 3.2006 | 3.2341 | 3.2341 | 3.2445 | 3.2475 | 1.5095 | -0.063775 | 0.42577 | -0.047885 | -0.02652
STEM | SPS1 | CH | Imports¦Oil¦Synthetic liquids¦Bioliquids¦Ethanol | PJ/yr. | 4.3217 | 4.3225 | 2.9348 | 2.3801 | 1.6009 | 0.51698 | 0.31105 | 0.85899 | 1.1234 | 0.98508 | 0.94683 | 0.92234
| SPS1 | CH | Imports¦Oil¦Synthetic liquids¦Bioliquids¦Biokerosene | PJ/yr. | 0.00032496 | 0.00027921 | 0.00017453 | 5.3079 | 5.3079 | 18.5321 | 38.6312 | 68.6861 | 95.3828 | 95.5645 | 96.2759 | 97.8407
STEM | SPS1 | CH | Imports¦Oil¦Synthetic liquids¦PtL¦Total | PJ/yr. | 0 | 0 | 0 | 0 | 13.2397 | 20.0991 | 30.0549 | 26.8784 | 0 | 0.71139 | 1.5648 | 1.563
STEM | SPS1 | CH | Imports¦Oil¦Synthetic liquids¦PtL¦PtL Diesel | PJ/yr. | 0 | 0 | 0 | 0 | 0.015498 | 0 | 0 | 0 | 0 | 0 | 0 | 0
STEM | SPS1 | CH | Imports¦Oil¦Synthetic liquids¦PtL¦PtL Gasoline | PJ/yr. | 0 | 0 | 0 | 0 | 0 | 0 | 0 | 0 | 0 | 0 | 0 | 0
| SPS1 | CH | Imports¦Oil¦Synthetic liquids¦PtL¦PtL Kerosene | PJ/yr. | 0 | 0 | 0 | 0 | 13.2242 | 20.0991 | 30.0549 | 26.8784 | 0 | 0.71139 | 1.5648 | 1.563
STEM | SPS1 | CH | Imports¦Gas | PJ/yr. | 117.474 | 106.7205 | 113.1235 | 104.36 | 85.6985 | 56.1863 | 26.1398 | 2.0758 | 3.5665 | 3.3778 | 4.0331 | 4.1656
STEM | SPS1 | CH | Imports¦Gas¦Fossil gases¦Total | PJ/yr. | 117.474 | 106.72 | 113.1235 | 101.7756 | 82.6965 | 53.8097 | 23.5639 | 0.00015705 | 0.00022049 | 0.00025003 | 0.00026756 | 0.00039913
STEM | SPS1 | CH | Imports¦Gas¦Fossil gases¦Natural gas | PJ/yr. | 117.474 | 106.72 | 113.1235 | 101.7691 | 82.683 | 53.7944 | 23.5496 | 3.4788e-05 | 4.7794e-05 | 5.1375e-05 | 5.4935e-05 | 8.4389e-05
STEM | SPS1 | CH | Imports¦Gas¦Fossil gases¦Liquified Natural Gas | PJ/yr. | 0 | 0 | 0 | 0.0065515 | 0.013547 | 0.015259 | 0.014277 | 0.00012226 | 0.0001727 | 0.00019866 | 0.00021262 | 0.00031474
STEM | SPS1 | CH | Imports¦Gas¦Synthetic gases | PJ/yr. | 0 | 0.00044366 | 1.6149e-05 | 2.5844 | 3.002 | 2.3766 | 2.5759 | 2.0756 | 3.5662 | 3.3776 | 4.0328 | 4.1652
STEM | SPS1 | CH | Imports¦Gas¦Synthetic gases¦Biogases | PJ/yr. | 0 | 0.00044366 | 1.6149e-05 | 2.5844 | 2.5844 | 2.3766 | 2.5759 | 2.0756 | 3.002 | 3.3776 | 3.5662 | 4.0328
STEM | SPS1 | CH | Imports¦Gas¦Synthetic gases¦Biogases¦Biogas | PJ/yr. | 0 | 0.00044366 | 1.6149e-05 | 2.5844 | 2.5844 | 2.3766 | 2.5759 | 2.0756 | 3.002 | 3.3776 | 3.5662 | 4.0328
STEM | SPS1 | CH | Imports¦Gas¦Synthetic gases¦PtG | PJ/yr. | 0 | 0 | 0 | 0 | 0.4176 | 0 | 0 | 0 | 0.56423 | 0 | 0.4666 | 0.13236
STEM | SPS1 | CH | Imports¦Gas¦Synthetic gases¦PtG¦PtG gas | PJ/yr. | 0 | 0 | 0 | 0 | 0.4176 | 0 | 0 | 0 | 0.56423 | 0 | 0.4666 | 0.13236
STEM | SPS1 | CH | Imports¦Nuclear fuel | PJ/yr. | 250.9484 | 254.3919 | 224.1755 | 221.4506 | 173.3643 | 99.9783 | 0 | 0 | 12.5121 | 28.9106 | 43.5571 | 44.2738
STEM | SPS1 | CH | Imports¦Electricity | PJ/yr. | 97.1601 | 50.2811 | 50.4543 | 45.9994 | 44.5599 | 46.6593 | 50.0996 | 44.8768 | 40.8911 | 36.2246 | 36.8701 | 37.2572
STEM | SPS1 | CH | Imports¦Electricity¦Austria | PJ/yr. | 15.0138 | 0.13708 | 0.06879 | 0.076263 | 0.038785 | 0.030959 | 2.0902 | 4.6858 | 5.3314 | 5.653 | 5.7211 | 5.5246
STEM | SPS1 | CH | Imports¦Electricity¦France | PJ/yr. | 28.9486 | 22.7501 | 27.7408 | 20.4726 | 26.7665 | 28.8751 | 35.5613 | 32.5911 | 31.8066 | 29.1448 | 30.0174 | 30.0734
STEM | SPS1 | CH | Imports¦Electricity¦Germany | PJ/yr. | 46.3985 | 27.3908 | 22.6418 | 25.449 | 17.7526 | 17.7513 | 12.4466 | 7.5985 | 3.7515 | 1.4249 | 1.1298 | 1.6562
STEM | SPS1 | CH | Imports¦Electricity¦Italy | PJ/yr. | 6.7991 | 0.0031255 | 0.0029442 | 0.0015763 | 0.002041 | 0.0019054 | 0.0015342 | 0.0014185 | 0.0015299 | 0.0018848 | 0.0017949 | 0.003102
STEM | SPS1 | CH | Imports¦Hydrogen | PJ/yr. | 0 | 0 | 0 | 0 | 0 | 0.1865 | 0.4159 | 3.9074e-05 | 4.3993e-05 | 5.0943e-05 | 5.4233e-05 | 8.121e-05
STEM | SPS1 | CH | Exports | PJ/yr. | 117.1701 | 35.5195 | 54.2595 | 47.9994 | 46.5598 | 48.6593 | 47.5566 | 46.8768 | 42.8911 | 38.2246 | 38.8701 | 39.2572
STEM | SPS1 | CH | Exports¦Electricity | PJ/yr. | 117.1701 | 35.5195 | 54.2595 | 47.9994 | 46.5598 | 48.6593 | 47.5566 | 46.8768 | 42.8911 | 38.2246 | 38.8701 | 39.2572
STEM | SPS1 | CH | Exports¦Electricity¦Austria | PJ/yr. | 6.2296 | 0.0047858 | 0.0067535 | 0.001795 | 0.0021402 | 0.0018809 | 0.0012568 | 0.0011249 | 0.00098136 | 0.0011027 | 0.0010603 | 0.0017925
STEM | SPS1 | CH | Exports¦Electricity¦France | PJ/yr. | 12.7534 | 0.0038447 | 0.0037982 | 0.0020029 | 0.0031126 | 0.0039058 | 0.0057204 | 0.005464 | 0.0045269 | 0.0049463 | 0.0047155 | 0.0068216
STEM | SPS1 | CH | Exports¦Electricity¦Germany | PJ/yr. | 26.493 | 0.0029228 | 0.0032832 | 0.0039695 | 0.0058089 | 0.006237 | 0.0076258 | 0.0056853 | 0.0035992 | 0.0035837 | 0.0036038 | 0.0062542
STEM | SPS1 | CH | Exports¦Electricity¦Italy | PJ/yr. | 71.6941 | 35.5079 | 54.2457 | 47.9917 | 46.5488 | 48.6473 | 47.542 | 46.8645 | 42.882 | 38.215 | 38.8607 | 39.2423
STEM | SPS1 | CH | Electricity generation | PJ/yr. | 251.1857 | 229.7414 | 252.7098 | 283.8082 | 304.7954 | 332.9678 | 338.7436 | 360.8465 | 382.4507 | 392.675 | 392.4728 | 397.5622
STEM | SPS1 | CH | Electricity generation¦Nuclear Fuel | PJ/yr. | 82.7601 | 83.1097 | 73.0801 | 73.0535 | 57.254 | 33.1507 | 0 | 0 | 3.8792 | 8.2099 | 13.0664 | 13.304
STEM | SPS1 | CH | Electricity generation¦Nuclear Fuel¦Nuclear power plants | PJ/yr. | 82.7601 | 83.1097 | 73.0801 | 73.0535 | 57.254 | 33.1507 | 0 | 0 | 3.8792 | 8.2099 | 13.0664 | 13.304
STEM | SPS1 | CH | Electricity generation¦Hydro | PJ/yr. | 146.2201 | 121.6095 | 136.3468 | 148.4551 | 149.5711 | 151.8628 | 153.8237 | 156.0311 | 157.6792 | 159.3197 | 159.345 | 160.5576
STEM | SPS1 | CH | Electricity generation¦Hydro¦Hydro Large | PJ/yr. | 66.7457 | 49.7989 | 68.8763 | 67.4745 | 69.6025 | 72.1832 | 74.3843 | 74.8361 | 74.8361 | 74.8361 | 74.8361 | 74.8361
STEM | SPS1 | CH | Electricity generation¦Hydro¦Hydro Run of River | PJ/yr. | 66.6325 | 55.7641 | 65.6003 | 67.1679 | 66.8838 | 66.1316 | 65.5449 | 67.1316 | 67.1316 | 67.1316 | 67.1316 | 67.1316
STEM | SPS1 | CH | Electricity generation¦Hydro¦Pump storage | PJ/yr. | 12.8419 | 16.0465 | 1.8702 | 13.8127 | 13.0848 | 13.548 | 13.8945 | 14.0634 | 15.7115 | 17.3521 | 17.3773 | 18.5899
STEM | SPS1 | CH | Electricity generation¦Oil | PJ/yr. | 0.112 | 0.17163 | 0.030647 | 0.1716 | 0.1716 | 0.1717 | 0.023642 | 6.7142e-05 | 0.0061426 | 0.0064382 | 0.0085726 | 0.013113
STEM | SPS1 | CH | Electricity generation¦Oil¦Peak devices | PJ/yr. | 0.039625 | 0.00027302 | 0.017264 | 0.0019305 | 0.0026465 | 0.16875 | 0.020877 | 5.6793e-05 | 0.0002259 | 0.00029237 | 0.00029568 | 0.00047934
STEM | SPS1 | CH | Electricity generation¦Oil¦CHP Oil (for District Heating) | PJ/yr. | 0.0018251 | 0.00019868 | 0.0044512 | 0.0012766 | 0.00087967 | 0.0029532 | 0.0027648 | 1.0349e-05 | 3.6974e-05 | 4.2526e-05 | 4.358e-05 | 5.3761e-05
STEM | SPS1 | CH | Electricity generation¦Oil¦Industrial CHPs oil | PJ/yr. | 0.07055 | 0.17116 | 0.008931 | 0.1684 | 0.16807 | 0 | 0 | 0 | 0.0058797 | 0.0061033 | 0.0082333 | 0.01258
STEM | SPS1 | CH | Electricity generation¦Oil¦Fossil liquids | PJ/yr. | 0.112 | 0.17163 | 0.030647 | 0.1716 | 0.1716 | 0.1717 | 0.023642 | 6.7142e-05 | 0.0061426 | 0.0064382 | 0.0085726 | 0.013113
STEM | SPS1 | CH | Electricity generation¦Oil¦Fossil liquids¦Peak devices | PJ/yr. | 0.039625 | 0.00027302 | 0.017264 | 0.0019305 | 0.0026465 | 0.16875 | 0.020877 | 5.6793e-05 | 0.0002259 | 0.00029237 | 0.00029568 | 0.00047934
STEM | SPS1 | CH | Electricity generation¦Oil¦Fossil liquids¦CHP Oil (for District Heating) | PJ/yr. | 0.0018251 | 0.00019868 | 0.0044512 | 0.0012766 | 0.00087967 | 0.0029532 | 0.0027648 | 1.0349e-05 | 3.6974e-05 | 4.2526e-05 | 4.358e-05 | 5.3761e-05
STEM | SPS1 | CH | Electricity generation¦Oil¦Fossil liquids¦Industrial CHPs oil | PJ/yr. | 0.07055 | 0.17116 | 0.008931 | 0.1684 | 0.16807 | 0 | 0 | 0 | 0.0058797 | 0.0061033 | 0.0082333 | 0.01258
STEM | SPS1 | CH | Electricity generation¦Oil¦Synthetic liquids | PJ/yr. | 0 | 0 | 0 | 0 | 0 | 0 | 0 | 0 | 0 | 0 | 0 | 0
STEM | SPS1 | CH | Electricity generation¦Oil¦Synthetic liquids¦Peak devices | PJ/yr. | 0 | 0 | 0 | 0 | 0 | 0 | 0 | 0 | 0 | 0 | 0 | 0
STEM | SPS1 | CH | Electricity generation¦Oil¦Synthetic liquids¦CHP Oil (for District Heating) | PJ/yr. | 0 | 0 | 0 | 0 | 0 | 0 | 0 | 0 | 0 | 0 | 0 | 0
STEM | SPS1 | CH | Electricity generation¦Oil¦Synthetic liquids¦Industrial CHPs oil | PJ/yr. | 0 | 0 | 0 | 0 | 0 | 0 | 0 | 0 | 0 | 0 | 0 | 0
STEM | SPS1 | CH | Electricity generation¦Gas | PJ/yr. | 3.2446 | 1.8754 | 2.2077 | 2.1567 | 2.2985 | 1.8735 | 1.2616 | 1.3983 | 3.1029 | 3.3797 | 3.632 | 3.7384
STEM | SPS1 | CH | Electricity generation¦Gas¦Gas turbines combined cycle | PJ/yr. | 0 | 0 | 0 | 0 | 0 | 0.00038506 | 0.00080781 | 0.007186 | 0.012086 | 0.012925 | 0.01478 | 0.020622
STEM | SPS1 | CH | Electricity generation¦Gas¦Gas turbines open cycle | PJ/yr. | 0 | 0 | 0 | 0 | 0 | 0.00010404 | 0.00026663 | 0.0078259 | 0.013047 | 0.012924 | 0.014792 | 0.021316
STEM | SPS1 | CH | Electricity generation¦Gas¦Gas turbines combined cycle CCS | PJ/yr. | 0 | 0 | 0 | 0 | 0 | 0 | 0.00079934 | 0.011555 | 1.1413 | 1.4071 | 1.4028 | 1.386
STEM | SPS1 | CH | Electricity generation¦Gas¦CHP Gas (for District Heating) | PJ/yr. | 0.96591 | 0.0016093 | 0.012458 | 0 | 0 | 0 | 0 | 0 | 0 | 0 | 0 | 0
STEM | SPS1 | CH | Electricity generation¦Gas¦CHP Fuel Cell Gas (for District Heating) | PJ/yr. | 0 | 0 | 0 | 0 | 0 | 0 | 0 | 0 | 0 | 0 | 0 | 0
STEM | SPS1 | CH | Electricity generation¦Gas¦Industrial CHPs gas | PJ/yr. | 0.67001 | 0.088432 | 0.058069 | 0.15497 | 0.36309 | 0.30977 | 0.093239 | 0.12326 | 0.41776 | 0.35378 | 0.4208 | 0.42081
STEM | SPS1 | CH | Electricity generation¦Gas¦Industrial CHPs gas (CCS) | PJ/yr. | 0 | 0 | 0 | 0 | 0 | 0.0065752 | 0.0074672 | 0.071323 | 0.24156 | 0.20461 | 0.24336 | 0.24337
STEM | SPS1 | CH | Electricity generation¦Gas¦Industrial CHPs fuel cells (gas reformer) | PJ/yr. | 0 | 0 | 0 | 0 | 0.0070194 | 0.01281 | 0.011093 | 0.011236 | 0.010787 | 0.012786 | 0.005984 | 0.0060008
STEM | SPS1 | CH | Electricity generation¦Gas¦Residential single family CHPs gas | PJ/yr. | 0.02251 | 0.012211 | 0.022523 | 0.018268 | 0.014506 | 0.0078852 | 0 | 0 | 0.012274 | 0.019665 | 0.037107 | 0.041385
STEM | SPS1 | CH | Electricity generation¦Gas¦Residential single family CHPs fuel cells gas | PJ/yr. | 0 | 0 | 0 | 0 | 0 | 0 | 0 | 0 | 0.0080207 | 0.013513 | 0.013577 | 0.023673
STEM | SPS1 | CH | Electricity generation¦Gas¦Residential multi family CHPs gas | PJ/yr. | 0.032275 | 0.040259 | 0.16358 | 0.16015 | 0.15843 | 0.074514 | 0 | 0 | 0.025968 | 0.10451 | 0.14316 | 0.19484
STEM | SPS1 | CH | Electricity generation¦Gas¦Residential multi family CHPs fuel cells gas | PJ/yr. | 0 | 0 | 0 | 0 | 0 | 0 | 0 | 0 | 0.024338 | 0.035822 | 0.031836 | 0.05575
STEM | SPS1 | CH | Electricity generation¦Gas¦Services sectors CHPs (bio)gas | PJ/yr. | 0.95941 | 1.1069 | 1.1353 | 1.1354 | 1.1354 | 1.1355 | 1.1479 | 1.1659 | 1.1659 | 1.166 | 1.2706 | 1.2709
STEM | SPS1 | CH | Electricity generation¦Gas¦Services sectors CHPs gas | PJ/yr. | 0.59445 | 0.62598 | 0.81579 | 0.68795 | 0.61998 | 0.32601 | 0 | 0 | 0.019491 | 0.022575 | 0.021203 | 0.032579
STEM | SPS1 | CH | Electricity generation¦Gas¦Services sectors CHPs fuel cells (gas reformer) | PJ/yr. | 0 | 0 | 0 | 0 | 0 | 0 | 0 | 0 | 0.010367 | 0.013612 | 0.011962 | 0.021195
STEM | SPS1 | CH | Electricity generation¦Gas¦Fossil gases | PJ/yr. | 2.2268 | 0.73812 | 1.0387 | 1.0065 | 1.0971 | 0.63904 | 0.050834 | 0.023489 | 0.11403 | 0.18333 | 0.23983 | 0.27594
STEM | SPS1 | CH | Electricity generation¦Gas¦Fossil gases¦Gas turbines combined cycle | PJ/yr. | 0 | 0 | 0 | 0 | 0 | 0.00033341 | 0.00036125 | 0.00072632 | 0.00071149 | 0.0010703 | 0.0015011 | 0.0023061
STEM | SPS1 | CH | Electricity generation¦Gas¦Fossil gases¦Gas turbines open cycle | PJ/yr. | 0 | 0 | 0 | 0 | 0 | 9.0086e-05 | 0.00011924 | 0.00079101 | 0.00076806 | 0.0010703 | 0.0015023 | 0.0023838
STEM | SPS1 | CH | Electricity generation¦Gas¦Fossil gases¦Gas turbines combined cycle CCS | PJ/yr. | 0 | 0 | 0 | 0 | 0 | 0 | 0.00035746 | 0.0011679 | 0.067187 | 0.11652 | 0.14248 | 0.15499
STEM | SPS1 | CH | Electricity generation¦Gas¦Fossil gases¦CHP Gas (for District Heating) | PJ/yr. | 0.94124 | 0.0015457 | 0.012066 | 0 | 0 | 0 | 0 | 0 | 0 | 0 | 0 | 0
STEM | SPS1 | CH | Electricity generation¦Gas¦Fossil gases¦CHP Fuel Cell Gas (for District Heating) | PJ/yr. | 0 | 0 | 0 | 0 | 0 | 0 | 0 | 0 | 0 | 0 | 0 | 0
STEM | SPS1 | CH | Electricity generation¦Gas¦Fossil gases¦Industrial CHPs gas | PJ/yr. | 0.6529 | 0.084937 | 0.056244 | 0.15272 | 0.3425 | 0.26821 | 0.041696 | 0.012459 | 0.024592 | 0.029298 | 0.042739 | 0.047059
STEM | SPS1 | CH | Electricity generation¦Gas¦Fossil gases¦Industrial CHPs gas (CCS) | PJ/yr. | 0 | 0 | 0 | 0 | 0 | 0.0056932 | 0.0033393 | 0.0072089 | 0.01422 | 0.016945 | 0.024717 | 0.027215
STEM | SPS1 | CH | Electricity generation¦Gas¦Fossil gases¦Industrial CHPs fuel cells (gas reformer) | PJ/yr. | 0 | 0 | 0 | 0 | 0.0066213 | 0.011092 | 0.0049606 | 0.0011357 | 0.00063502 | 0.0010589 | 0.00060778 | 0.00067106
STEM | SPS1 | CH | Electricity generation¦Gas¦Fossil gases¦Residential single family CHPs gas | PJ/yr. | 0.021936 | 0.011728 | 0.021815 | 0.018003 | 0.013684 | 0.0068274 | 0 | 0 | 0.00072256 | 0.0016285 | 0.0037688 | 0.004628
STEM | SPS1 | CH | Electricity generation¦Gas¦Fossil gases¦Residential single family CHPs fuel cells gas | PJ/yr. | 0 | 0 | 0 | 0 | 0 | 0 | 0 | 0 | 0.00047215 | 0.001119 | 0.001379 | 0.0026473
STEM | SPS1 | CH | Electricity generation¦Gas¦Fossil gases¦Residential multi family CHPs gas | PJ/yr. | 0.031451 | 0.038668 | 0.15844 | 0.15782 | 0.14944 | 0.064518 | 0 | 0 | 0.0015287 | 0.0086549 | 0.014541 | 0.021789
STEM | SPS1 | CH | Electricity generation¦Gas¦Fossil gases¦Residential multi family CHPs fuel cells gas | PJ/yr. | 0 | 0 | 0 | 0 | 0 | 0 | 0 | 0 | 0.0014327 | 0.0029665 | 0.0032334 | 0.0062344
STEM | SPS1 | CH | Electricity generation¦Gas¦Fossil gases¦Services sectors CHPs (bio)gas | PJ/yr. | 0 | 0 | 0 | 0 | 0 | 0 | 0 | 0 | 0 | 0 | 0 | 0
STEM | SPS1 | CH | Electricity generation¦Gas¦Fossil gases¦Services sectors CHPs gas | PJ/yr. | 0.57927 | 0.60124 | 0.79015 | 0.67797 | 0.58482 | 0.28228 | 0 | 0 | 0.0011474 | 0.0018695 | 0.0021535 | 0.0036433
STEM | SPS1 | CH | Electricity generation¦Gas¦Fossil gases¦Services sectors CHPs fuel cells (gas reformer) | PJ/yr. | 0 | 0 | 0 | 0 | 0 | 0 | 0 | 0 | 0.00061026 | 0.0011273 | 0.0012149 | 0.0023702
STEM | SPS1 | CH | Electricity generation¦Gas¦Synthetic gases | PJ/yr. | 1.0178 | 1.1373 | 1.169 | 1.1502 | 1.2014 | 1.2345 | 1.2107 | 1.3748 | 2.9889 | 3.1964 | 3.3921 | 3.4625
STEM | SPS1 | CH | Electricity generation¦Gas¦Synthetic gases¦Gas turbines combined cycle | PJ/yr. | 0 | 0 | 0 | 0 | 0 | 5.1655e-05 | 0.00044656 | 0.0064597 | 0.011375 | 0.011854 | 0.013279 | 0.018315
STEM | SPS1 | CH | Electricity generation¦Gas¦Synthetic gases¦Gas turbines open cycle | PJ/yr. | 0 | 0 | 0 | 0 | 0 | 1.3957e-05 | 0.0001474 | 0.0070349 | 0.012279 | 0.011854 | 0.013289 | 0.018932
STEM | SPS1 | CH | Electricity generation¦Gas¦Synthetic gases¦Gas turbines combined cycle CCS | PJ/yr. | 0 | 0 | 0 | 0 | 0 | 0 | 0.00044188 | 0.010387 | 1.0741 | 1.2905 | 1.2603 | 1.231
STEM | SPS1 | CH | Electricity generation¦Gas¦Synthetic gases¦CHP Gas (for District Heating) | PJ/yr. | 0.024662 | 6.3603e-05 | 0.00039156 | 0 | 0 | 0 | 0 | 0 | 0 | 0 | 0 | 0
STEM | SPS1 | CH | Electricity generation¦Gas¦Synthetic gases¦CHP Fuel Cell Gas (for District Heating) | PJ/yr. | 0 | 0 | 0 | 0 | 0 | 0 | 0 | 0 | 0 | 0 | 0 | 0
STEM | SPS1 | CH | Electricity generation¦Gas¦Synthetic gases¦Industrial CHPs gas | PJ/yr. | 0.017107 | 0.0034951 | 0.0018251 | 0.002248 | 0.02059 | 0.041555 | 0.051543 | 0.1108 | 0.39317 | 0.32449 | 0.37806 | 0.37375
STEM | SPS1 | CH | Electricity generation¦Gas¦Synthetic gases¦Industrial CHPs gas (CCS) | PJ/yr. | 0 | 0 | 0 | 0 | 0 | 0.00088205 | 0.0041279 | 0.064114 | 0.22734 | 0.18767 | 0.21864 | 0.21615
STEM | SPS1 | CH | Electricity generation¦Gas¦Synthetic gases¦Industrial CHPs fuel cells (gas reformer) | PJ/yr. | 0 | 0 | 0 | 0 | 0.00039806 | 0.0017185 | 0.0061321 | 0.0101 | 0.010152 | 0.011727 | 0.0053763 | 0.0053297
STEM | SPS1 | CH | Electricity generation¦Gas¦Synthetic gases¦Residential single family CHPs gas | PJ/yr. | 0.00057475 | 0.00048261 | 0.00070791 | 0.000265 | 0.00082263 | 0.0010578 | 0 | 0 | 0.011552 | 0.018037 | 0.033338 | 0.036757
STEM | SPS1 | CH | Electricity generation¦Gas¦Synthetic gases¦Residential single family CHPs fuel cells gas | PJ/yr. | 0 | 0 | 0 | 0 | 0 | 0 | 0 | 0 | 0.0075485 | 0.012393 | 0.012198 | 0.021026
STEM | SPS1 | CH | Electricity generation¦Gas¦Synthetic gases¦Residential multi family CHPs gas | PJ/yr. | 0.00082407 | 0.0015912 | 0.0051413 | 0.0023231 | 0.0089842 | 0.0099959 | 0 | 0 | 0.02444 | 0.095855 | 0.12862 | 0.17305
STEM | SPS1 | CH | Electricity generation¦Gas¦Synthetic gases¦Residential multi family CHPs fuel cells gas | PJ/yr. | 0 | 0 | 0 | 0 | 0 | 0 | 0 | 0 | 0.022905 | 0.032855 | 0.028602 | 0.049515
STEM | SPS1 | CH | Electricity generation¦Gas¦Synthetic gases¦Services sectors CHPs (bio)gas | PJ/yr. | 0.95941 | 1.1069 | 1.1353 | 1.1354 | 1.1354 | 1.1355 | 1.1479 | 1.1659 | 1.1659 | 1.166 | 1.2706 | 1.2709
STEM | SPS1 | CH | Electricity generation¦Gas¦Synthetic gases¦Services sectors CHPs gas | PJ/yr. | 0.015178 | 0.024741 | 0.02564 | 0.0099793 | 0.035158 | 0.043734 | 0 | 0 | 0.018344 | 0.020706 | 0.01905 | 0.028936
STEM | SPS1 | CH | Electricity generation¦Gas¦Synthetic gases¦Services sectors CHPs fuel cells (gas reformer) | PJ/yr. | 0 | 0 | 0 | 0 | 0 | 0 | 0 | 0 | 0.0097565 | 0.012485 | 0.010747 | 0.018825
STEM | SPS1 | CH | Electricity generation¦Wastes | PJ/yr. | 8.2847 | 9.0071 | 10.0484 | 9.1374 | 9.2169 | 10.1928 | 10.574 | 12.2069 | 11.6364 | 11.4059 | 11.3991 | 11.4148
STEM | SPS1 | CH | Electricity generation¦Wastes¦Wastes Incineration (electric only) | PJ/yr. | 6.507 | 7.342 | 8.3646 | 7.3982 | 7.4919 | 7.1435 | 4.3379 | 5.1264 | 4.888 | 4.7775 | 4.7736 | 4.7806
STEM | SPS1 | CH | Electricity generation¦Wastes¦Wastes Incineration (electric only) CCS | PJ/yr. | 0 | 0 | 0 | 0 | 0 | 1.1662 | 4.3379 | 4.8959 | 4.6682 | 4.5627 | 4.559 | 4.5657
STEM | SPS1 | CH | Electricity generation¦Wastes¦CHP Wastes (for District Heating) | PJ/yr. | 1.5476 | 1.4215 | 1.347 | 1.4063 | 1.3957 | 1.3632 | 0.89444 | 0.75041 | 0.7398 | 0.74223 | 0.74342 | 0.74427
STEM | SPS1 | CH | Electricity generation¦Wastes¦CHP Wastes (for District Heating) CCS | PJ/yr. | 0 | 0 | 0 | 0 | 0 | 0.19513 | 0.7102 | 0.78412 | 0.74767 | 0.73076 | 0.73018 | 0.73124
STEM | SPS1 | CH | Electricity generation¦Wastes¦Industrial CHPs wastes | PJ/yr. | 0.23009 | 0.24359 | 0.33673 | 0.33297 | 0.32922 | 0.29865 | 0.0023804 | 0.00084604 | 0.0013712 | 0.0010928 | 0.00059883 | 0.0003323
STEM | SPS1 | CH | Electricity generation¦Wastes¦Industrial CHPs wastes CCS | PJ/yr. | 0 | 0 | 0 | 0 | 0 | 0.026102 | 0.29125 | 0.64918 | 0.59125 | 0.59152 | 0.59228 | 0.59266
STEM | SPS1 | CH | Electricity generation¦Wastes¦Renewable¦Total | PJ/yr. | 4.0273 | 4.3817 | 4.8558 | 4.4022 | 4.4438 | 4.934 | 5.1402 | 5.7784 | 5.5219 | 5.4066 | 5.4031 | 5.4109
STEM | SPS1 | CH | Electricity generation¦Wastes¦Renewable¦Wastes Incineration (electric only) | PJ/yr. | 3.2535 | 3.671 | 4.1823 | 3.6991 | 3.746 | 3.5718 | 2.1689 | 2.5632 | 2.444 | 2.3888 | 2.3868 | 2.3903
STEM | SPS1 | CH | Electricity generation¦Wastes¦Renewable¦Wastes Incineration (electric only) CCS | PJ/yr. | 0 | 0 | 0 | 0 | 0 | 0.58308 | 2.1689 | 2.448 | 2.3341 | 2.2814 | 2.2795 | 2.2828
STEM | SPS1 | CH | Electricity generation¦Wastes¦Renewable¦CHP Wastes (for District Heating) | PJ/yr. | 0.77379 | 0.71074 | 0.6735 | 0.70315 | 0.69787 | 0.68159 | 0.44722 | 0.37521 | 0.3699 | 0.37111 | 0.37171 | 0.37214
STEM | SPS1 | CH | Electricity generation¦Wastes¦Renewable¦CHP Wastes (for District Heating) CCS | PJ/yr. | 0 | 0 | 0 | 0 | 0 | 0.097567 | 0.3551 | 0.39206 | 0.37383 | 0.36538 | 0.36509 | 0.36562
STEM | SPS1 | CH | Electricity generation¦Wastes¦Renewable¦Industrial CHPs wastes | PJ/yr. | 0 | 0 | 0 | 0 | 0 | 0 | 0 | 0 | 0 | 0 | 0 | 0
STEM | SPS1 | CH | Electricity generation¦Wastes¦Renewable¦Industrial CHPs wastes CCS | PJ/yr. | 0 | 0 | 0 | 0 | 0 | 0 | 0 | 0 | 0 | 0 | 0 | 0
STEM | SPS1 | CH | Electricity generation¦Wastes¦Non Renewable | PJ/yr. | 4.2574 | 4.6253 | 5.1926 | 4.7352 | 4.773 | 5.2588 | 5.4338 | 6.4284 | 6.1145 | 5.9992 | 5.996 | 6.0039
STEM | SPS1 | CH | Electricity generation¦Wastes¦Non Renewable¦Wastes Incineration (electric only) | PJ/yr. | 3.2535 | 3.671 | 4.1823 | 3.6991 | 3.746 | 3.5718 | 2.1689 | 2.5632 | 2.444 | 2.3888 | 2.3868 | 2.3903
STEM | SPS1 | CH | Electricity generation¦Wastes¦Non Renewable¦Wastes Incineration (electric only) CCS | PJ/yr. | 0 | 0 | 0 | 0 | 0 | 0.58308 | 2.1689 | 2.448 | 2.3341 | 2.2814 | 2.2795 | 2.2828
STEM | SPS1 | CH | Electricity generation¦Wastes¦Non Renewable¦CHP Wastes (for District Heating) | PJ/yr. | 0.77379 | 0.71074 | 0.6735 | 0.70315 | 0.69787 | 0.68159 | 0.44722 | 0.37521 | 0.3699 | 0.37111 | 0.37171 | 0.37214
STEM | SPS1 | CH | Electricity generation¦Wastes¦Non Renewable¦CHP Wastes (for District Heating) CCS | PJ/yr. | 0 | 0 | 0 | 0 | 0 | 0.097567 | 0.3551 | 0.39206 | 0.37383 | 0.36538 | 0.36509 | 0.36562
STEM | SPS1 | CH | Electricity generation¦Wastes¦Non Renewable¦Industrial CHPs wastes | PJ/yr. | 0.23009 | 0.24359 | 0.33673 | 0.33297 | 0.32922 | 0.29865 | 0.0023804 | 0.00084604 | 0.0013712 | 0.0010928 | 0.00059883 | 0.0003323
STEM | SPS1 | CH | Electricity generation¦Wastes¦Non Renewable¦Industrial CHPs wastes CCS | PJ/yr. | 0 | 0 | 0 | 0 | 0 | 0.026102 | 0.29125 | 0.64918 | 0.59125 | 0.59152 | 0.59228 | 0.59266
STEM | SPS1 | CH | Electricity generation¦Wood | PJ/yr. | 0.49481 | 0.49485 | 1.5698 | 1.573 | 1.574 | 3.2679 | 5.2153 | 5.8874 | 5.8633 | 5.8875 | 5.8875 | 5.8888
STEM | SPS1 | CH | Electricity generation¦Wood¦CHP Wood (for District Heating) | PJ/yr. | 0.32212 | 0.0015815 | 0.4246 | 0.0065541 | 0.010842 | 0.51588 | 0.97576 | 0.89185 | 0.91478 | 0.97481 | 1.0065 | 1.0264
STEM | SPS1 | CH | Electricity generation¦Wood¦Biomass with CCS (BECCS) | PJ/yr. | 0 | 0 | 0 | 0 | 0 | 0.0011782 | 0.0029272 | 0.003956 | 0.39109 | 0.41654 | 0.42984 | 0.43763
STEM | SPS1 | CH | Electricity generation¦Wood¦Industrial CHPs wood | PJ/yr. | 0.17269 | 0.49327 | 1.1452 | 1.551 | 1.5309 | 0.94693 | 0.42867 | 0.42428 | 0.013531 | 0.0073238 | 0.0066401 | 0.0073519
STEM | SPS1 | CH | Electricity generation¦Wood¦Industrial CHPs wood (CCS) | PJ/yr. | 0 | 0 | 0 | 0 | 0 | 1.6932 | 3.6405 | 4.3127 | 4.2885 | 4.3127 | 4.3127 | 4.3128
STEM | SPS1 | CH | Electricity generation¦Wood¦Residential single family CHPs wood | PJ/yr. | 0 | 0 | 0 | 0.0044066 | 0.0092231 | 0.018564 | 0.01897 | 0.03315 | 0.024174 | 0.020569 | 0.018144 | 0.023063
STEM | SPS1 | CH | Electricity generation¦Wood¦Residential multi family CHPs wood | PJ/yr. | 0 | 0 | 0 | 0.0066692 | 0.015567 | 0.076909 | 0.13505 | 0.21014 | 0.20653 | 0.14104 | 0.10056 | 0.062187
STEM | SPS1 | CH | Electricity generation¦Wood¦Services sectors CHPs wood | PJ/yr. | 0 | 0 | 0 | 0.0044406 | 0.007398 | 0.015193 | 0.013334 | 0.011317 | 0.024667 | 0.01444 | 0.013157 | 0.019268
STEM | SPS1 | CH | Electricity generation¦Wind | PJ/yr. | 0.524 | 0.54529 | 0.50317 | 2.0503 | 3.6358 | 4.6761 | 10.3134 | 11.4283 | 11.4305 | 11.4346 | 11.4351 | 11.4396
STEM | SPS1 | CH | Electricity generation¦Wind¦Wind turbines | PJ/yr. | 0.524 | 0.54529 | 0.50317 | 2.0503 | 3.6358 | 4.6761 | 10.3134 | 11.4283 | 11.4305 | 11.4346 | 11.4351 | 11.4396
STEM | SPS1 | CH | Electricity generation¦Solar | PJ/yr. | 9.355 | 12.8214 | 28.8001 | 46.7512 | 79.1201 | 122.9918 | 148.8371 | 162.8747 | 168.527 | 173.7994 | 168.5433 | 171.1904
STEM | SPS1 | CH | Electricity generation¦Solar¦Solar PV (large scale) | PJ/yr. | 0 | 0 | 0.0017993 | 0.34361 | 2.3203 | 15.9436 | 22.749 | 29.1572 | 27.9886 | 26.0921 | 13.3013 | 8.0295
STEM | SPS1 | CH | Electricity generation¦Solar¦Solar PV (Industry) | PJ/yr. | 3.518 | 4.8486 | 8.2014 | 9.62 | 19.7845 | 20.7939 | 21.8546 | 22.9694 | 24.1411 | 25.3725 | 26.6668 | 28.027
STEM | SPS1 | CH | Electricity generation¦Solar¦Solar PV (Residential single family) | PJ/yr. | 2.1349 | 3.3907 | 10.8497 | 18.9163 | 19.8869 | 20.9017 | 34.7507 | 37.7209 | 39.645 | 41.6673 | 43.7928 | 46.0267
STEM | SPS1 | CH | Electricity generation¦Solar¦Solar PV (Residential multi family) | PJ/yr. | 0.86248 | 1.2876 | 5.8108 | 13.4607 | 32.4871 | 37.6257 | 40.3416 | 42.3995 | 44.5623 | 46.8354 | 49.2245 | 51.7355
STEM | SPS1 | CH | Electricity generation¦Solar¦Solar PV (Services) | PJ/yr. | 2.8396 | 3.2945 | 3.9365 | 4.4106 | 4.6413 | 27.7268 | 29.1412 | 30.6277 | 32.19 | 33.8321 | 35.5578 | 37.3717
STEM | SPS1 | CH | Electricity generation¦Geothermal | PJ/yr. | 0 | 0 | 0 | 0 | 0 | 0 | 0.13307 | 0.36079 | 0.14992 | 0.16674 | 0.21762 | 0.18808
STEM | SPS1 | CH | Electricity generation¦Geothermal¦Deep geothermal | PJ/yr. | 0 | 0 | 0 | 0 | 0 | 0 | 0.13307 | 0.36079 | 0.14992 | 0.16674 | 0.21762 | 0.18808
STEM | SPS1 | CH | Electricity generation¦Hydrogen | PJ/yr. | 0 | 0 | 0 | 0.010741 | 0.55857 | 0.45877 | 0.45617 | 2.3563 | 3.2205 | 3.2653 | 4.4406 | 4.4568
STEM | SPS1 | CH | Electricity generation¦Hydrogen¦CHP Fuel Cell Hydrogen (for District Heating) | PJ/yr. | 0 | 0 | 0 | 0 | 0 | 0.057292 | 0.05929 | 0.88712 | 0.88805 | 0.91302 | 1.1259 | 1.1366
STEM | SPS1 | CH | Electricity generation¦Hydrogen¦Industrial CHPs fuel cells (hydrogen) | PJ/yr. | 0 | 0 | 0 | 0 | 0.52531 | 0.36899 | 0.36912 | 1.3828 | 2.2018 | 2.234 | 3.1452 | 3.1453
STEM | SPS1 | CH | Electricity generation¦Hydrogen¦Services sectors CHPs fuel cells (hydrogen) | PJ/yr. | 0 | 0 | 0 | 0.010741 | 0.033261 | 0.032484 | 0.027764 | 0.086326 | 0.13066 | 0.1183 | 0.16948 | 0.1749
STEM | SPS1 | CH | Electricity generation¦Electricity storage (non hydro) | PJ/yr. | 0.19049 | 0.10655 | 0.12301 | 0.44867 | 1.3949 | 4.3218 | 8.1056 | 8.3027 | 16.9556 | 15.7999 | 14.4978 | 15.3707
STEM | SPS1 | CH | Electricity generation¦Electricity storage (non hydro)¦CAES | PJ/yr. | 0.094875 | 0.021556 | 0.037621 | 0.094464 | 0.075671 | 0.073424 | 0.094439 | 0.027016 | 0.09452 | 0.094579 | 0.094549 | 0.094662
STEM | SPS1 | CH | Electricity generation¦Electricity storage (non hydro)¦Battery storage large size centralised | PJ/yr. | 0.025854 | 0.020142 | 0.020264 | 0.023806 | 0.60617 | 0.60983 | 0.61062 | 0.61104 | 1.4344 | 1.5602 | 1.5728 | 2.0268
STEM | SPS1 | CH | Electricity generation¦Electricity storage (non hydro)¦Battery storage medium size centralised | PJ/yr. | 0.023587 | 0.018574 | 0.018728 | 0.022608 | 0.18841 | 2.8987 | 6.5095 | 6.9356 | 14.4041 | 13.0572 | 11.6845 | 12.0321
STEM | SPS1 | CH | Electricity generation¦Electricity storage (non hydro)¦Batteries in industry | PJ/yr. | 0.0073539 | 0.0073687 | 0.0073844 | 0.05616 | 0.10726 | 0.15845 | 0.15339 | 0.14734 | 0.24312 | 0.2396 | 0.27027 | 0.26948
STEM | SPS1 | CH | Electricity generation¦Electricity storage (non hydro)¦Batteries in residential single family houses | PJ/yr. | 0.015577 | 0.015612 | 0.015654 | 0.093445 | 0.14156 | 0.17561 | 0.24915 | 0.21757 | 0.29028 | 0.31624 | 0.32633 | 0.35334
STEM | SPS1 | CH | Electricity generation¦Electricity storage (non hydro)¦Batteries in residential multi-family houses | PJ/yr. | 0.015621 | 0.015656 | 0.015704 | 0.094559 | 0.16403 | 0.24073 | 0.29289 | 0.22082 | 0.29391 | 0.31934 | 0.32998 | 0.35789
STEM | SPS1 | CH | Electricity generation¦Electricity storage (non hydro)¦Batteries in Services sector | PJ/yr. | 0.007622 | 0.0076379 | 0.007653 | 0.063624 | 0.1118 | 0.1651 | 0.19565 | 0.14331 | 0.19524 | 0.21275 | 0.21943 | 0.23644
STEM | SPS1 | CH | Heat generation from CHPs and heat plants | PJ/yr. | 31.0825 | 37.5305 | 37.8752 | 33.8035 | 34.0745 | 34.4929 | 37.2268 | 42.4459 | 44.3522 | 51.6602 | 53.1398 | 56.5847
STEM | SPS1 | CH | Heat generation from CHPs and heat plants¦District heating | PJ/yr. | 24.509 | 29.2298 | 28.8185 | 24.1204 | 24.5809 | 24.6916 | 25.5688 | 27.5419 | 29.4397 | 36.7988 | 37.5924 | 40.9042
STEM | SPS1 | CH | Heat generation from CHPs and heat plants¦District heating¦CHP | PJ/yr. | 17.5857 | 13.5994 | 13.5524 | 12.8062 | 12.3781 | 14.4791 | 15.5971 | 16.3206 | 16.3735 | 16.0766 | 16.6341 | 16.7115
STEM | SPS1 | CH | Heat generation from CHPs and heat plants¦District heating¦CHP¦Oil | PJ/yr. | 0.0093862 | 0.0010218 | 0.022892 | 0.0065656 | 0.004524 | 0.015188 | 0.014219 | 5.3223e-05 | 0.00019015 | 0.00021871 | 0.00022413 | 0.00027649
STEM | SPS1 | CH | Heat generation from CHPs and heat plants¦District heating¦CHP¦Oil¦CHP Oil (for District Heating) | PJ/yr. | 0.0093862 | 0.0010218 | 0.022892 | 0.0065656 | 0.004524 | 0.015188 | 0.014219 | 5.3223e-05 | 0.00019015 | 0.00021871 | 0.00022413 | 0.00027649
STEM | SPS1 | CH | Heat generation from CHPs and heat plants¦District heating¦CHP¦Oil¦Fossil liquids¦CHP Oil (for District Heating) | PJ/yr. | 0.0093862 | 0.0010218 | 0.022892 | 0.0065656 | 0.004524 | 0.015188 | 0.014219 | 5.3223e-05 | 0.00019015 | 0.00021871 | 0.00022413 | 0.00027649
STEM | SPS1 | CH | Heat generation from CHPs and heat plants¦District heating¦CHP¦Oil¦Synthetic liquids¦CHP Oil (for District Heating) | PJ/yr. | 0 | 0 | 0 | 0 | 0 | 0 | 0 | 0 | 0 | 0 | 0 | 0
STEM | SPS1 | CH | Heat generation from CHPs and heat plants¦District heating¦CHP¦Gas | PJ/yr. | 1.8036 | 0.0030923 | 0.024953 | 0 | 0 | 0 | 0 | 0 | 0 | 0 | 0 | 0
STEM | SPS1 | CH | Heat generation from CHPs and heat plants¦District heating¦CHP¦Gas¦CHP Gas (for District Heating) | PJ/yr. | 1.8036 | 0.0030923 | 0.024953 | 0 | 0 | 0 | 0 | 0 | 0 | 0 | 0 | 0
STEM | SPS1 | CH | Heat generation from CHPs and heat plants¦District heating¦CHP¦Gas¦CHP Fuel Cell Gas (for District Heating) | PJ/yr. | 0 | 0 | 0 | 0 | 0 | 0 | 0 | 0 | 0 | 0 | 0 | 0
| SPS1 | CH | Heat generation from CHPs and heat plants¦District heating¦CHP¦Gas¦Fossil gases | PJ/yr. | 1.7575 | 0.0029701 | 0.024169 | 0 | 0 | 0 | 0 | 0 | 0 | 0 | 0 | 0
STEM | SPS1 | CH | Heat generation from CHPs and heat plants¦District heating¦CHP¦Gas¦Fossil gases¦CHP Gas (for District Heating) | PJ/yr. | 1.7575 | 0.0029701 | 0.024169 | 0 | 0 | 0 | 0 | 0 | 0 | 0 | 0 | 0
STEM | SPS1 | CH | Heat generation from CHPs and heat plants¦District heating¦CHP¦Gas¦Fossil gases¦CHP Fuel Cell Gas (for District Heating) | PJ/yr. | 0 | 0 | 0 | 0 | 0 | 0 | 0 | 0 | 0 | 0 | 0 | 0
| SPS1 | CH | Heat generation from CHPs and heat plants¦District heating¦CHP¦Gas¦Synthetic gases | PJ/yr. | 0.046051 | 0.00012222 | 0.00078429 | 0 | 0 | 0 | 0 | 0 | 0 | 0 | 0 | 0
STEM | SPS1 | CH | Heat generation from CHPs and heat plants¦District heating¦CHP¦Gas¦Synthetic gases¦CHP Gas (for District Heating) | PJ/yr. | 0.046051 | 0.00012222 | 0.00078429 | 0 | 0 | 0 | 0 | 0 | 0 | 0 | 0 | 0
STEM | SPS1 | CH | Heat generation from CHPs and heat plants¦District heating¦CHP¦Gas¦Synthetic gases¦CHP Fuel Cell Gas (for District Heating) | PJ/yr. | 0 | 0 | 0 | 0 | 0 | 0 | 0 | 0 | 0 | 0 | 0 | 0
STEM | SPS1 | CH | Heat generation from CHPs and heat plants¦District heating¦CHP¦Wastes | PJ/yr. | 14.4615 | 13.1219 | 12.3941 | 12.7799 | 12.3432 | 13.0431 | 12.9557 | 11.8515 | 11.3005 | 11.045 | 11.0362 | 11.0522
STEM | SPS1 | CH | Heat generation from CHPs and heat plants¦District heating¦CHP¦Wastes¦CHP Wastes (for District Heating) | PJ/yr. | 14.4615 | 13.1219 | 12.3941 | 12.7799 | 12.3432 | 11.2122 | 6.4778 | 4.9042 | 4.6762 | 4.5705 | 4.5668 | 4.5734
STEM | SPS1 | CH | Heat generation from CHPs and heat plants¦District heating¦CHP¦Wastes¦CHP Wastes (for District Heating) CCS | PJ/yr. | 0 | 0 | 0 | 0 | 0 | 1.8309 | 6.478 | 6.9473 | 6.6243 | 6.4745 | 6.4694 | 6.4788
STEM | SPS1 | CH | Heat generation from CHPs and heat plants¦District heating¦CHP¦Wastes¦Renewable | PJ/yr. | 7.2308 | 6.561 | 6.1971 | 6.3899 | 6.1716 | 6.5216 | 6.4779 | 5.9257 | 5.6503 | 5.5225 | 5.5181 | 5.5261
STEM | SPS1 | CH | Heat generation from CHPs and heat plants¦District heating¦CHP¦Wastes¦Renewable¦CHP Wastes (for District Heating) | PJ/yr. | 7.2308 | 6.561 | 6.1971 | 6.3899 | 6.1716 | 5.6061 | 3.2389 | 2.4521 | 2.3381 | 2.2852 | 2.2834 | 2.2867
STEM | SPS1 | CH | Heat generation from CHPs and heat plants¦District heating¦CHP¦Wastes¦Renewable¦CHP Wastes (for District Heating) CCS | PJ/yr. | 0 | 0 | 0 | 0 | 0 | 0.91544 | 3.239 | 3.4736 | 3.3122 | 3.2373 | 3.2347 | 3.2394
STEM | SPS1 | CH | Heat generation from CHPs and heat plants¦District heating¦CHP¦Wastes¦Non Renewable | PJ/yr. | 7.2308 | 6.561 | 6.1971 | 6.3899 | 6.1716 | 6.5216 | 6.4779 | 5.9257 | 5.6503 | 5.5225 | 5.5181 | 5.5261
STEM | SPS1 | CH | Heat generation from CHPs and heat plants¦District heating¦CHP¦Wastes¦Non Renewable¦CHP Wastes (for District Heating) | PJ/yr. | 7.2308 | 6.561 | 6.1971 | 6.3899 | 6.1716 | 5.6061 | 3.2389 | 2.4521 | 2.3381 | 2.2852 | 2.2834 | 2.2867
STEM | SPS1 | CH | Heat generation from CHPs and heat plants¦District heating¦CHP¦Wastes¦Non Renewable¦CHP Wastes (for District Heating) CCS | PJ/yr. | 0 | 0 | 0 | 0 | 0 | 0.91544 | 3.239 | 3.4736 | 3.3122 | 3.2373 | 3.2347 | 3.2394
STEM | SPS1 | CH | Heat generation from CHPs and heat plants¦District heating¦CHP¦Wood | PJ/yr. | 1.3112 | 0.47338 | 1.1104 | 0.019798 | 0.030444 | 1.3512 | 2.5537 | 3.3496 | 3.9521 | 3.8792 | 4.1769 | 4.2248
STEM | SPS1 | CH | Heat generation from CHPs and heat plants¦District heating¦CHP¦Wood¦CHP Wood (for District Heating) | PJ/yr. | 1.3112 | 0.47338 | 1.1104 | 0.019798 | 0.030444 | 1.3512 | 2.5537 | 3.3496 | 3.9521 | 3.8792 | 4.1769 | 4.2248
STEM | SPS1 | CH | Heat generation from CHPs and heat plants¦District heating¦CHP¦Hydrogen | PJ/yr. | 0 | 0 | 0 | 0 | 0 | 0.069569 | 0.073407 | 1.1195 | 1.1206 | 1.1521 | 1.4207 | 1.4342
STEM | SPS1 | CH | Heat generation from CHPs and heat plants¦District heating¦CHP¦Hydrogen¦CHP Fuel Cell Hydrogen (for District Heating) | PJ/yr. | 0 | 0 | 0 | 0 | 0 | 0.069569 | 0.073407 | 1.1195 | 1.1206 | 1.1521 | 1.4207 | 1.4342
STEM | SPS1 | CH | Heat generation from CHPs and heat plants¦District heating¦Heat plants | PJ/yr. | 6.9233 | 15.6304 | 15.2661 | 11.3142 | 12.2028 | 10.2125 | 9.9717 | 11.2214 | 13.0662 | 20.7222 | 20.9583 | 24.1927
STEM | SPS1 | CH | Heat generation from CHPs and heat plants¦District heating¦Heat plants¦Gas | PJ/yr. | 2.6347 | 3.0349 | 2.0887 | 0.90181 | 0.90182 | 0.90183 | 0.90184 | 0.90184 | 0.90186 | 0.90189 | 0.90234 | 1.0083
STEM | SPS1 | CH | Heat generation from CHPs and heat plants¦District heating¦Heat plants¦Gas¦Heat plant gas | PJ/yr. | 2.6347 | 3.0349 | 2.0887 | 0.90181 | 0.90182 | 0.90183 | 0.90184 | 0.90184 | 0.90186 | 0.90189 | 0.90234 | 1.0083
| SPS1 | CH | Heat generation from CHPs and heat plants¦District heating¦Heat plants¦Gas¦Fossil gases | PJ/yr. | 1.7329 | 2.1331 | 1.1869 | 0 | 0 | 0 | 0 | 0 | 0 | 0 | 0 | 0
STEM | SPS1 | CH | Heat generation from CHPs and heat plants¦District heating¦Heat plants¦Gas¦Fossil gases¦Heat plant gas | PJ/yr. | 1.7329 | 2.1331 | 1.1869 | 0 | 0 | 0 | 0 | 0 | 0 | 0 | 0 | 0
| SPS1 | CH | Heat generation from CHPs and heat plants¦District heating¦Heat plants¦Gas¦Synthetic gases | PJ/yr. | 0.9018 | 0.9018 | 0.9018 | 0.90181 | 0.90182 | 0.90183 | 0.90184 | 0.90184 | 0.90186 | 0.90189 | 0.90234 | 1.0083
STEM | SPS1 | CH | Heat generation from CHPs and heat plants¦District heating¦Heat plants¦Gas¦Synthetic gases¦Heat plant gas | PJ/yr. | 0.9018 | 0.9018 | 0.9018 | 0.90181 | 0.90182 | 0.90183 | 0.90184 | 0.90184 | 0.90186 | 0.90189 | 0.90234 | 1.0083
STEM | SPS1 | CH | Heat generation from CHPs and heat plants¦District heating¦Heat plants¦Nuclear fuel | PJ/yr. | 2.9001 | 7.6027 | 7.5964 | 2.2987 | 1.3873 | 0 | 0 | 0 | 1.8265 | 9.3356 | 9.3357 | 9.3357
STEM | SPS1 | CH | Heat generation from CHPs and heat plants¦District heating¦Heat plants¦Nuclear fuel¦Heat plant nuclear | PJ/yr. | 2.9001 | 7.6027 | 7.5964 | 2.2987 | 1.3873 | 0 | 0 | 0 | 1.8265 | 9.3356 | 9.3357 | 9.3357
STEM | SPS1 | CH | Heat generation from CHPs and heat plants¦District heating¦Heat plants¦Oil | PJ/yr. | 0.18409 | 0.18571 | 0.051433 | 0.054576 | 0.0030002 | 0.00097822 | 0.0011328 | 6.5727e-05 | 3.6913e-05 | 3.0794e-05 | 3.0933e-05 | 2.3411e-05
STEM | SPS1 | CH | Heat generation from CHPs and heat plants¦District heating¦Heat plants¦Oil¦Heat plant oil | PJ/yr. | 0.18409 | 0.18571 | 0.051433 | 0.054576 | 0.0030002 | 0.00097822 | 0.0011328 | 6.5727e-05 | 3.6913e-05 | 3.0794e-05 | 3.0933e-05 | 2.3411e-05
| SPS1 | CH | Heat generation from CHPs and heat plants¦District heating¦Heat plants¦Fossil liquids | PJ/yr. | 0.18409 | 0.18571 | 0.051433 | 0.054576 | 0.0030002 | 0.00097822 | 0.0011328 | 6.5727e-05 | 3.6913e-05 | 3.0794e-05 | 3.0933e-05 | 2.3411e-05
STEM | SPS1 | CH | Heat generation from CHPs and heat plants¦District heating¦Heat plants¦Fossil liquids¦Heat plant oil | PJ/yr. | 0.18409 | 0.18571 | 0.051433 | 0.054576 | 0.0030002 | 0.00097822 | 0.0011328 | 6.5727e-05 | 3.6913e-05 | 3.0794e-05 | 3.0933e-05 | 2.3411e-05
| SPS1 | CH | Heat generation from CHPs and heat plants¦District heating¦Heat plants¦Synthetic liquids | PJ/yr. | 0 | 0 | 0 | 0 | 0 | 0 | 0 | 0 | 0 | 0 | 0 | 0
STEM | SPS1 | CH | Heat generation from CHPs and heat plants¦District heating¦Heat plants¦Synthetic liquids¦Heat plant oil | PJ/yr. | 0 | 0 | 0 | 0 | 0 | 0 | 0 | 0 | 0 | 0 | 0 | 0
STEM | SPS1 | CH | Heat generation from CHPs and heat plants¦District heating¦Heat plants¦Wood | PJ/yr. | 1.2044 | 1.087 | 1.6967 | 3.5879 | 4.0089 | 3.102 | 2.4003 | 1.8573 | 1.4372 | 1.1121 | 0.86058 | 1.1546
STEM | SPS1 | CH | Heat generation from CHPs and heat plants¦District heating¦Heat plants¦Wood¦Heat plant wood | PJ/yr. | 1.2044 | 1.087 | 1.6967 | 3.5879 | 4.0089 | 3.102 | 2.4003 | 1.8573 | 1.4372 | 1.1121 | 0.86058 | 1.1546
STEM | SPS1 | CH | Heat generation from CHPs and heat plants¦District heating¦Heat plants¦Solar | PJ/yr. | 0 | 0 | 0 | 0.0002955 | 0.00051599 | 0.00054828 | 0.00058721 | 0.0010666 | 0.0010747 | 0.0011123 | 0.0011397 | 0.0027596
STEM | SPS1 | CH | Heat generation from CHPs and heat plants¦District heating¦Heat plants¦Solar¦Heat plant solar | PJ/yr. | 0 | 0 | 0 | 0.0002955 | 0.00051599 | 0.00054828 | 0.00058721 | 0.0010666 | 0.0010747 | 0.0011123 | 0.0011397 | 0.0027596
STEM | SPS1 | CH | Heat generation from CHPs and heat plants¦District heating¦Heat plants¦Geothermal | PJ/yr. | 0 | 0 | 0 | 0 | 0 | 0.004136 | 0.0041579 | 0.0045141 | 0.0045211 | 0.0046452 | 0.0047684 | 0.0084368
STEM | SPS1 | CH | Heat generation from CHPs and heat plants¦District heating¦Heat plants¦Geothermal¦Heat plant deep geothermal | PJ/yr. | 0 | 0 | 0 | 0 | 0 | 0.004136 | 0.0041579 | 0.0045141 | 0.0045211 | 0.0046452 | 0.0047684 | 0.0084368
STEM | SPS1 | CH | Heat generation from CHPs and heat plants¦District heating¦Heat plants¦Electricity | PJ/yr. | 0 | 3.72 | 3.8328 | 4.4709 | 5.9013 | 6.2029 | 6.6637 | 8.4566 | 8.895 | 9.3668 | 9.8537 | 12.6828
STEM | SPS1 | CH | Heat generation from CHPs and heat plants¦District heating¦Heat plants¦Electricity¦Heat pump electric | PJ/yr. | 0 | 3.72 | 3.8328 | 4.4709 | 5.9013 | 6.2029 | 6.6637 | 8.4566 | 8.895 | 9.3668 | 9.8537 | 12.6828
STEM | SPS1 | CH | Heat generation from CHPs and heat plants¦On-site CHPs | PJ/yr. | 6.5735 | 8.3007 | 9.0567 | 9.6831 | 9.4936 | 9.8013 | 11.658 | 14.9039 | 14.9125 | 14.8615 | 15.5475 | 15.6805
STEM | SPS1 | CH | Heat generation from CHPs and heat plants¦On-site CHPs¦Oil | PJ/yr. | 0.92998 | 2.0685 | 0.093244 | 1.2965 | 0.83331 | 0 | 0 | 0 | 0.013034 | 0.013529 | 0.018251 | 0.027887
STEM | SPS1 | CH | Heat generation from CHPs and heat plants¦On-site CHPs¦Oil¦Industrial CHPs oil | PJ/yr. | 0.92998 | 2.0685 | 0.093244 | 1.2965 | 0.83331 | 0 | 0 | 0 | 0.013034 | 0.013529 | 0.018251 | 0.027887
| SPS1 | CH | Heat generation from CHPs and heat plants¦On-site CHPs¦Oil¦Fossil liquids | PJ/yr. | 0.92998 | 2.0685 | 0.093244 | 1.2965 | 0.83331 | 0 | 0 | 0 | 0.013034 | 0.013529 | 0.018251 | 0.027887
STEM | SPS1 | CH | Heat generation from CHPs and heat plants¦On-site CHPs¦Oil¦Fossil liquids¦Industrial CHPs oil | PJ/yr. | 0.92998 | 2.0685 | 0.093244 | 1.2965 | 0.83331 | 0 | 0 | 0 | 0.013034 | 0.013529 | 0.018251 | 0.027887
| SPS1 | CH | Heat generation from CHPs and heat plants¦On-site CHPs¦Oil¦Synthetic liquids | PJ/yr. | 0 | 0 | 0 | 0 | 0 | 0 | 0 | 0 | 0 | 0 | 0 | 0
STEM | SPS1 | CH | Heat generation from CHPs and heat plants¦On-site CHPs¦Oil¦Synthetic liquids¦Industrial CHPs oil | PJ/yr. | 0 | 0 | 0 | 0 | 0 | 0 | 0 | 0 | 0 | 0 | 0 | 0
STEM | SPS1 | CH | Heat generation from CHPs and heat plants¦On-site CHPs¦Gas | PJ/yr. | 3.0479 | 2.5471 | 3.0119 | 2.8174 | 3.0246 | 2.0538 | 1.1615 | 1.28 | 1.9683 | 2.0677 | 2.3806 | 2.5796
STEM | SPS1 | CH | Heat generation from CHPs and heat plants¦On-site CHPs¦Gas¦Industrial CHPs gas | PJ/yr. | 0.80658 | 0.10134 | 0.071193 | 0.16877 | 0.59093 | 0.35085 | 0.10433 | 0.13624 | 0.46173 | 0.39103 | 0.46509 | 0.46511
STEM | SPS1 | CH | Heat generation from CHPs and heat plants¦On-site CHPs¦Gas¦Industrial CHPs gas (CCS) | PJ/yr. | 0 | 0 | 0 | 0 | 0 | 0.0074471 | 0.0083553 | 0.07883 | 0.26699 | 0.22615 | 0.26897 | 0.26898
STEM | SPS1 | CH | Heat generation from CHPs and heat plants¦On-site CHPs¦Gas¦Industrial CHPs fuel cells (gas reformer) | PJ/yr. | 0 | 0 | 0 | 0 | 0.0033326 | 0.0057588 | 0.0047313 | 0.0045337 | 0.0043528 | 0.0051594 | 0.0024146 | 0.0024214
STEM | SPS1 | CH | Heat generation from CHPs and heat plants¦On-site CHPs¦Gas¦Residential single family CHPs gas | PJ/yr. | 0.054192 | 0.0291 | 0.052852 | 0.041756 | 0.032866 | 0.017707 | 0 | 0 | 0.042707 | 0.069746 | 0.10777 | 0.13725
STEM | SPS1 | CH | Heat generation from CHPs and heat plants¦On-site CHPs¦Gas¦Residential single family CHPs fuel cells gas | PJ/yr. | 0 | 0 | 0 | 0 | 0 | 0 | 0 | 0 | 0 | 0 | 0 | 0
STEM | SPS1 | CH | Heat generation from CHPs and heat plants¦On-site CHPs¦Gas¦Residential multi family CHPs gas | PJ/yr. | 0.070115 | 0.086608 | 0.34671 | 0.33097 | 0.32343 | 0.15025 | 0 | 0 | 0.099775 | 0.27729 | 0.34538 | 0.49489
STEM | SPS1 | CH | Heat generation from CHPs and heat plants¦On-site CHPs¦Gas¦Residential multi family CHPs fuel cells gas | PJ/yr. | 0 | 0 | 0 | 0 | 0 | 0 | 0 | 0 | 0 | 0 | 0 | 0
STEM | SPS1 | CH | Heat generation from CHPs and heat plants¦On-site CHPs¦Gas¦Services sectors CHPs (bio)gas | PJ/yr. | 1.4244 | 1.5797 | 1.5223 | 1.3591 | 1.196 | 1.0328 | 1.0441 | 1.0604 | 1.0605 | 1.0605 | 1.1557 | 1.156
STEM | SPS1 | CH | Heat generation from CHPs and heat plants¦On-site CHPs¦Gas¦Services sectors CHPs gas | PJ/yr. | 0.69263 | 0.75034 | 1.0188 | 0.91675 | 0.87807 | 0.48902 | 0 | 0 | 0.029237 | 0.033863 | 0.031805 | 0.048869
STEM | SPS1 | CH | Heat generation from CHPs and heat plants¦On-site CHPs¦Gas¦Services sectors CHPs fuel cells (gas reformer) | PJ/yr. | 0 | 0 | 0 | 0 | 0 | 0 | 0 | 0 | 0.0030097 | 0.0039519 | 0.0034728 | 0.0061534
STEM | SPS1 | CH | Heat generation from CHPs and heat plants¦On-site CHPs¦Gas¦Fossil gases | PJ/yr. | 1.5821 | 0.92915 | 1.4428 | 1.4371 | 1.7249 | 0.88406 | 0.052508 | 0.022196 | 0.05344 | 0.083409 | 0.12441 | 0.15921
STEM | SPS1 | CH | Heat generation from CHPs and heat plants¦On-site CHPs¦Gas¦Fossil gases¦Industrial CHPs gas | PJ/yr. | 0.78599 | 0.097334 | 0.068955 | 0.16632 | 0.55742 | 0.30378 | 0.046655 | 0.01377 | 0.027181 | 0.032382 | 0.047238 | 0.052012
STEM | SPS1 | CH | Heat generation from CHPs and heat plants¦On-site CHPs¦Gas¦Fossil gases¦Industrial CHPs gas (CCS) | PJ/yr. | 0 | 0 | 0 | 0 | 0 | 0.0064481 | 0.0037365 | 0.0079678 | 0.015717 | 0.018728 | 0.027318 | 0.03008
STEM | SPS1 | CH | Heat generation from CHPs and heat plants¦On-site CHPs¦Gas¦Fossil gases¦Industrial CHPs fuel cells (gas reformer) | PJ/yr. | 0 | 0 | 0 | 0 | 0.0031436 | 0.0049863 | 0.0021158 | 0.00045825 | 0.00025624 | 0.00042727 | 0.00024524 | 0.00027078
STEM | SPS1 | CH | Heat generation from CHPs and heat plants¦On-site CHPs¦Gas¦Fossil gases¦Residential single family CHPs gas | PJ/yr. | 0.052808 | 0.02795 | 0.051191 | 0.04115 | 0.031002 | 0.015332 | 0 | 0 | 0.002514 | 0.0057759 | 0.010945 | 0.015349
STEM | SPS1 | CH | Heat generation from CHPs and heat plants¦On-site CHPs¦Gas¦Fossil gases¦Residential single family CHPs fuel cells gas | PJ/yr. | 0 | 0 | 0 | 0 | 0 | 0 | 0 | 0 | 0 | 0 | 0 | 0
STEM | SPS1 | CH | Heat generation from CHPs and heat plants¦On-site CHPs¦Gas¦Fossil gases¦Residential multi family CHPs gas | PJ/yr. | 0.068324 | 0.083185 | 0.33582 | 0.32617 | 0.30509 | 0.13009 | 0 | 0 | 0.0058735 | 0.022964 | 0.035079 | 0.055344
STEM | SPS1 | CH | Heat generation from CHPs and heat plants¦On-site CHPs¦Gas¦Fossil gases¦Residential multi family CHPs fuel cells gas | PJ/yr. | 0 | 0 | 0 | 0 | 0 | 0 | 0 | 0 | 0 | 0 | 0 | 0
STEM | SPS1 | CH | Heat generation from CHPs and heat plants¦On-site CHPs¦Gas¦Fossil gases¦Services sectors CHPs (bio)gas | PJ/yr. | 0 | 0 | 0 | 0 | 0 | 0 | 0 | 0 | 0 | 0 | 0 | 0
STEM | SPS1 | CH | Heat generation from CHPs and heat plants¦On-site CHPs¦Gas¦Fossil gases¦Services sectors CHPs gas | PJ/yr. | 0.67495 | 0.72068 | 0.98681 | 0.90345 | 0.82828 | 0.42341 | 0 | 0 | 0.0017211 | 0.0028043 | 0.0032303 | 0.0054649
STEM | SPS1 | CH | Heat generation from CHPs and heat plants¦On-site CHPs¦Gas¦Fossil gases¦Services sectors CHPs fuel cells (gas reformer) | PJ/yr. | 0 | 0 | 0 | 0 | 0 | 0 | 0 | 0 | 0.00017717 | 0.00032727 | 0.00035272 | 0.00068812
STEM | SPS1 | CH | Heat generation from CHPs and heat plants¦On-site CHPs¦Gas¦Synthetic gases | PJ/yr. | 1.4658 | 1.618 | 1.5691 | 1.3803 | 1.2997 | 1.1697 | 1.109 | 1.2579 | 1.9148 | 1.9843 | 2.2562 | 2.4204
STEM | SPS1 | CH | Heat generation from CHPs and heat plants¦On-site CHPs¦Gas¦Synthetic gases¦Industrial CHPs gas | PJ/yr. | 0.020594 | 0.0040052 | 0.0022376 | 0.0024481 | 0.033511 | 0.047065 | 0.057673 | 0.12247 | 0.43455 | 0.35864 | 0.41786 | 0.41309
STEM | SPS1 | CH | Heat generation from CHPs and heat plants¦On-site CHPs¦Gas¦Synthetic gases¦Industrial CHPs gas (CCS) | PJ/yr. | 0 | 0 | 0 | 0 | 0 | 0.00099902 | 0.0046188 | 0.070862 | 0.25127 | 0.20742 | 0.24165 | 0.2389
STEM | SPS1 | CH | Heat generation from CHPs and heat plants¦On-site CHPs¦Gas¦Synthetic gases¦Industrial CHPs fuel cells (gas reformer) | PJ/yr. | 0 | 0 | 0 | 0 | 0.00018899 | 0.00077254 | 0.0026155 | 0.0040755 | 0.0040965 | 0.0047321 | 0.0021694 | 0.0021506
STEM | SPS1 | CH | Heat generation from CHPs and heat plants¦On-site CHPs¦Gas¦Synthetic gases¦Residential single family CHPs gas | PJ/yr. | 0.0013837 | 0.0011501 | 0.0016611 | 0.00060571 | 0.0018638 | 0.0023754 | 0 | 0 | 0.040193 | 0.06397 | 0.096821 | 0.1219
STEM | SPS1 | CH | Heat generation from CHPs and heat plants¦On-site CHPs¦Gas¦Synthetic gases¦Residential single family CHPs fuel cells gas | PJ/yr. | 0 | 0 | 0 | 0 | 0 | 0 | 0 | 0 | 0 | 0 | 0 | 0
STEM | SPS1 | CH | Heat generation from CHPs and heat plants¦On-site CHPs¦Gas¦Synthetic gases¦Residential multi family CHPs gas | PJ/yr. | 0.0017902 | 0.003423 | 0.010897 | 0.004801 | 0.018341 | 0.020156 | 0 | 0 | 0.093901 | 0.25433 | 0.3103 | 0.43955
STEM | SPS1 | CH | Heat generation from CHPs and heat plants¦On-site CHPs¦Gas¦Synthetic gases¦Residential multi family CHPs fuel cells gas | PJ/yr. | 0 | 0 | 0 | 0 | 0 | 0 | 0 | 0 | 0 | 0 | 0 | 0
STEM | SPS1 | CH | Heat generation from CHPs and heat plants¦On-site CHPs¦Gas¦Synthetic gases¦Services sectors CHPs (bio)gas | PJ/yr. | 1.4244 | 1.5797 | 1.5223 | 1.3591 | 1.196 | 1.0328 | 1.0441 | 1.0604 | 1.0605 | 1.0605 | 1.1557 | 1.156
STEM | SPS1 | CH | Heat generation from CHPs and heat plants¦On-site CHPs¦Gas¦Synthetic gases¦Services sectors CHPs gas | PJ/yr. | 0.017685 | 0.029656 | 0.032022 | 0.013298 | 0.049794 | 0.0656 | 0 | 0 | 0.027516 | 0.031059 | 0.028575 | 0.043404
STEM | SPS1 | CH | Heat generation from CHPs and heat plants¦On-site CHPs¦Gas¦Synthetic gases¦Services sectors CHPs fuel cells (gas reformer) | PJ/yr. | 0 | 0 | 0 | 0 | 0 | 0 | 0 | 0 | 0.0028325 | 0.0036247 | 0.0031201 | 0.0054652
STEM | SPS1 | CH | Heat generation from CHPs and heat plants¦On-site CHPs¦Wastes | PJ/yr. | 1.9352 | 1.9673 | 2.5505 | 2.2435 | 1.9429 | 1.6449 | 1.2416 | 2.205 | 2.0103 | 2.0103 | 2.0112 | 2.0116
STEM | SPS1 | CH | Heat generation from CHPs and heat plants¦On-site CHPs¦Wastes¦Industrial CHPs wastes | PJ/yr. | 1.9352 | 1.9673 | 2.5505 | 2.2435 | 1.9429 | 1.5127 | 0.010066 | 0.00287 | 0.0046514 | 0.003707 | 0.0020314 | 0.0011272
STEM | SPS1 | CH | Heat generation from CHPs and heat plants¦On-site CHPs¦Wastes¦Industrial CHPs wastes CCS | PJ/yr. | 0 | 0 | 0 | 0 | 0 | 0.13221 | 1.2316 | 2.2022 | 2.0057 | 2.0066 | 2.0091 | 2.0104
STEM | SPS1 | CH | Heat generation from CHPs and heat plants¦On-site CHPs¦Wastes¦Renewable | PJ/yr. | 0 | 0 | 0 | 0 | 0 | 0 | 0 | 0 | 0 | 0 | 0 | 0
STEM | SPS1 | CH | Heat generation from CHPs and heat plants¦On-site CHPs¦Wastes¦Renewable¦Industrial CHPs wastes | PJ/yr. | 0 | 0 | 0 | 0 | 0 | 0 | 0 | 0 | 0 | 0 | 0 | 0
STEM | SPS1 | CH | Heat generation from CHPs and heat plants¦On-site CHPs¦Wastes¦Renewable¦Industrial CHPs wastes CCS | PJ/yr. | 0 | 0 | 0 | 0 | 0 | 0 | 0 | 0 | 0 | 0 | 0 | 0
STEM | SPS1 | CH | Heat generation from CHPs and heat plants¦On-site CHPs¦Wastes¦Non Renewable | PJ/yr. | 1.9352 | 1.9673 | 2.5505 | 2.2435 | 1.9429 | 1.6449 | 1.2416 | 2.205 | 2.0103 | 2.0103 | 2.0112 | 2.0116
STEM | SPS1 | CH | Heat generation from CHPs and heat plants¦On-site CHPs¦Wastes¦Non Renewable¦Industrial CHPs wastes | PJ/yr. | 1.9352 | 1.9673 | 2.5505 | 2.2435 | 1.9429 | 1.5127 | 0.010066 | 0.00287 | 0.0046514 | 0.003707 | 0.0020314 | 0.0011272
STEM | SPS1 | CH | Heat generation from CHPs and heat plants¦On-site CHPs¦Wastes¦Non Renewable¦Industrial CHPs wastes CCS | PJ/yr. | 0 | 0 | 0 | 0 | 0 | 0.13221 | 1.2316 | 2.2022 | 2.0057 | 2.0066 | 2.0091 | 2.0104
STEM | SPS1 | CH | Heat generation from CHPs and heat plants¦On-site CHPs¦Wood | PJ/yr. | 0.66043 | 1.7179 | 3.4011 | 3.3176 | 3.3159 | 5.8608 | 9.0353 | 10.6786 | 9.7462 | 9.5861 | 9.469 | 9.3899
STEM | SPS1 | CH | Heat generation from CHPs and heat plants¦On-site CHPs¦Wood¦Industrial CHPs wood | PJ/yr. | 0.66043 | 1.7179 | 3.4011 | 3.2809 | 3.2385 | 2.0031 | 0.90679 | 0.89752 | 0.028624 | 0.015493 | 0.014046 | 0.015552
STEM | SPS1 | CH | Heat generation from CHPs and heat plants¦On-site CHPs¦Wood¦Industrial CHPs wood (CCS) | PJ/yr. | 0 | 0 | 0 | 0 | 0 | 3.5818 | 7.7011 | 9.1231 | 9.0719 | 9.1231 | 9.1231 | 9.1233
STEM | SPS1 | CH | Heat generation from CHPs and heat plants¦On-site CHPs¦Wood¦Residential single family CHPs wood | PJ/yr. | 0 | 0 | 0 | 0.011896 | 0.024384 | 0.048044 | 0.048121 | 0.082387 | 0.06008 | 0.051121 | 0.045094 | 0.057319
STEM | SPS1 | CH | Heat generation from CHPs and heat plants¦On-site CHPs¦Wood¦Residential multi family CHPs wood | PJ/yr. | 0 | 0 | 0 | 0.017741 | 0.041411 | 0.20458 | 0.35925 | 0.55899 | 0.54938 | 0.37518 | 0.26749 | 0.16542
STEM | SPS1 | CH | Heat generation from CHPs and heat plants¦On-site CHPs¦Wood¦Services sectors CHPs wood | PJ/yr. | 0 | 0 | 0 | 0.0070968 | 0.011568 | 0.023234 | 0.019987 | 0.01662 | 0.036226 | 0.021206 | 0.019322 | 0.028297
STEM | SPS1 | CH | Heat generation from CHPs and heat plants¦On-site CHPs¦Hydrogen | PJ/yr. | 0 | 0 | 0 | 0.0080838 | 0.37691 | 0.24185 | 0.2196 | 0.7402 | 1.1747 | 1.1838 | 1.6684 | 1.6715
STEM | SPS1 | CH | Heat generation from CHPs and heat plants¦On-site CHPs¦Hydrogen¦Industrial CHPs fuel cells (hydrogen) | PJ/yr. | 0 | 0 | 0 | 0 | 0.35392 | 0.2214 | 0.20302 | 0.69141 | 1.1009 | 1.117 | 1.5726 | 1.5727
STEM | SPS1 | CH | Heat generation from CHPs and heat plants¦On-site CHPs¦Hydrogen¦Services sectors CHPs fuel cells (hydrogen) | PJ/yr. | 0 | 0 | 0 | 0.0080838 | 0.022988 | 0.020453 | 0.016587 | 0.048793 | 0.073851 | 0.066863 | 0.095792 | 0.098858
STEM | SPS1 | CH | Fuel input for electricity generation | PJ/yr. | 437.8205 | 421.4258 | 422.3051 | 452.2634 | 441.3811 | 423.3957 | 363.8455 | 389.5911 | 423.2651 | 445.8786 | 455.5481 | 461.7395
STEM | SPS1 | CH | Fuel input for electricity generation¦Nuclear Fuel | PJ/yr. | 250.9484 | 254.3919 | 224.1755 | 221.4506 | 173.3643 | 99.9783 | 0 | 0 | 12.511 | 28.9106 | 43.5571 | 44.2738
STEM | SPS1 | CH | Fuel input for electricity generation¦Nuclear Fuel¦Nuclear power plants | PJ/yr. | 250.9484 | 254.3919 | 224.1755 | 221.4506 | 173.3643 | 99.9783 | 0 | 0 | 12.511 | 28.9106 | 43.5571 | 44.2738
STEM | SPS1 | CH | Fuel input for electricity generation¦Hydro | PJ/yr. | 149.4306 | 125.6211 | 136.8144 | 151.9083 | 152.8423 | 155.2498 | 157.2973 | 159.5469 | 161.6071 | 163.6578 | 163.6893 | 165.2051
STEM | SPS1 | CH | Fuel input for electricity generation¦Hydro¦Hydro Large | PJ/yr. | 66.7457 | 49.7989 | 68.8763 | 67.4745 | 69.6025 | 72.1832 | 74.3843 | 74.8361 | 74.8361 | 74.8361 | 74.8361 | 74.8361
STEM | SPS1 | CH | Fuel input for electricity generation¦Hydro¦Hydro Run of River | PJ/yr. | 66.6325 | 55.7641 | 65.6003 | 67.1679 | 66.8838 | 66.1316 | 65.5449 | 67.1316 | 67.1316 | 67.1316 | 67.1316 | 67.1316
STEM | SPS1 | CH | Fuel input for electricity generation¦Hydro¦Pump storage | PJ/yr. | 16.0524 | 20.0581 | 2.3377 | 17.2659 | 16.356 | 16.935 | 17.3681 | 17.5792 | 19.6394 | 21.6901 | 21.7216 | 23.2374
STEM | SPS1 | CH | Fuel input for electricity generation¦Oil | PJ/yr. | 0.19594 | 0.54107 | 0.068469 | 0.083507 | 0.11798 | 0.49326 | 0.070144 | 0.00023926 | 0.0088187 | 0.0094422 | 0.012219 | 0.019172
STEM | SPS1 | CH | Fuel input for electricity generation¦Oil¦Peak devices | PJ/yr. | 0.16296 | 0.41943 | 0.057379 | 0.0076856 | 0.0091888 | 0.48851 | 0.065846 | 0.00021353 | 0.00080102 | 0.0010189 | 0.0010355 | 0.0016605
STEM | SPS1 | CH | Fuel input for electricity generation¦Oil¦CHP Oil (for District Heating) | PJ/yr. | 0.0097096 | 0.068459 | 0.0074951 | 0.0022215 | 0.0014994 | 0.0047545 | 0.0042976 | 2.5736e-05 | 7.8031e-05 | 8.5843e-05 | 8.908e-05 | 0.000113
STEM | SPS1 | CH | Fuel input for electricity generation¦Oil¦Industrial CHPs oil | PJ/yr. | 0.023266 | 0.053183 | 0.0035946 | 0.0736 | 0.10729 | 0 | 0 | 0 | 0.0079397 | 0.0083374 | 0.011094 | 0.017399
STEM | SPS1 | CH | Fuel input for electricity generation¦Oil¦Fossil liquids | PJ/yr. | 0.19594 | 0.54107 | 0.068469 | 0.083507 | 0.11798 | 0.49326 | 0.070144 | 0.00023926 | 0.0088187 | 0.0094422 | 0.012219 | 0.019172
STEM | SPS1 | CH | Fuel input for electricity generation¦Oil¦Fossil liquids¦Peak devices | PJ/yr. | 0.16296 | 0.41943 | 0.057379 | 0.0076856 | 0.0091888 | 0.48851 | 0.065846 | 0.00021353 | 0.00080102 | 0.0010189 | 0.0010355 | 0.0016605
STEM | SPS1 | CH | Fuel input for electricity generation¦Oil¦Fossil liquids¦CHP Oil (for District Heating) | PJ/yr. | 0.0097096 | 0.068459 | 0.0074951 | 0.0022215 | 0.0014994 | 0.0047545 | 0.0042976 | 2.5736e-05 | 7.8031e-05 | 8.5843e-05 | 8.908e-05 | 0.000113
STEM | SPS1 | CH | Fuel input for electricity generation¦Oil¦Fossil liquids¦Industrial CHPs oil | PJ/yr. | 0.023266 | 0.053183 | 0.0035946 | 0.0736 | 0.10729 | 0 | 0 | 0 | 0.0079397 | 0.0083374 | 0.011094 | 0.017399
STEM | SPS1 | CH | Fuel input for electricity generation¦Oil¦Synthetic liquids | PJ/yr. | 0 | 0 | 0 | 0 | 0 | 0 | 0 | 0 | 0 | 0 | 0 | 0
STEM | SPS1 | CH | Fuel input for electricity generation¦Oil¦Synthetic liquids¦Peak devices | PJ/yr. | 0 | 0 | 0 | 0 | 0 | 0 | 0 | 0 | 0 | 0 | 0 | 0
STEM | SPS1 | CH | Fuel input for electricity generation¦Oil¦Synthetic liquids¦CHP Oil (for District Heating) | PJ/yr. | 0 | 0 | 0 | 0 | 0 | 0 | 0 | 0 | 0 | 0 | 0 | 0
STEM | SPS1 | CH | Fuel input for electricity generation¦Oil¦Synthetic liquids¦Industrial CHPs oil | PJ/yr. | 0 | 0 | 0 | 0 | 0 | 0 | 0 | 0 | 0 | 0 | 0 | 0
STEM | SPS1 | CH | Fuel input for electricity generation¦Gas | PJ/yr. | 4.1862 | 2.2264 | 2.667 | 2.6482 | 2.8069 | 2.4766 | 1.7375 | 2.0163 | 5.1477 | 5.5714 | 5.9824 | 6.1563
STEM | SPS1 | CH | Fuel input for electricity generation¦Gas¦Gas turbines combined cycle | PJ/yr. | 0 | 0 | 0 | 0 | 0 | 0.00073644 | 0.0014695 | 0.012922 | 0.023175 | 0.025237 | 0.028437 | 0.040336
STEM | SPS1 | CH | Fuel input for electricity generation¦Gas¦Gas turbines open cycle | PJ/yr. | 0 | 0 | 0 | 0 | 0 | 0.00042444 | 0.00072672 | 0.019738 | 0.033524 | 0.033953 | 0.038356 | 0.055975
STEM | SPS1 | CH | Fuel input for electricity generation¦Gas¦Gas turbines combined cycle CCS | PJ/yr. | 0 | 0 | 0 | 0 | 0 | 0 | 0.0015208 | 0.022226 | 2.0843 | 2.5768 | 2.5698 | 2.5395
STEM | SPS1 | CH | Fuel input for electricity generation¦Gas¦CHP Gas (for District Heating) | PJ/yr. | 1.3136 | 0.0030092 | 0.01866 | 0 | 0 | 0 | 0 | 0 | 0 | 0 | 0 | 0
STEM | SPS1 | CH | Fuel input for electricity generation¦Gas¦CHP Fuel Cell Gas (for District Heating) | PJ/yr. | 0 | 0 | 0 | 0 | 0 | 0 | 0 | 0 | 0 | 0 | 0 | 0
STEM | SPS1 | CH | Fuel input for electricity generation¦Gas¦Industrial CHPs gas | PJ/yr. | 0.89335 | 0.11791 | 0.077426 | 0.20663 | 0.3868 | 0.41845 | 0.13682 | 0.26895 | 0.91992 | 0.77545 | 0.92818 | 0.94658
STEM | SPS1 | CH | Fuel input for electricity generation¦Gas¦Industrial CHPs gas (CCS) | PJ/yr. | 0 | 0 | 0 | 0 | 0 | 0.010967 | 0.012053 | 0.10519 | 0.35881 | 0.30322 | 0.36361 | 0.37313
STEM | SPS1 | CH | Fuel input for electricity generation¦Gas¦Industrial CHPs fuel cells (gas reformer) | PJ/yr. | 0 | 0 | 0 | 0 | 0 | 0 | 0 | 0 | 0 | 0 | 0 | 0
STEM | SPS1 | CH | Fuel input for electricity generation¦Gas¦Residential single family CHPs gas | PJ/yr. | 0.046962 | 0.013557 | 0.033233 | 0.023638 | 0.020936 | 0.010035 | 0 | 0 | 0.010632 | 0.016777 | 0.034592 | 0.036071
STEM | SPS1 | CH | Fuel input for electricity generation¦Gas¦Residential single family CHPs fuel cells gas | PJ/yr. | 0 | 0 | 0 | 0 | 0 | 0 | 0 | 0 | 0.017824 | 0.030028 | 0.030172 | 0.052607
STEM | SPS1 | CH | Fuel input for electricity generation¦Gas¦Residential multi family CHPs gas | PJ/yr. | 0.060191 | 0.044062 | 0.18714 | 0.17826 | 0.17841 | 0.082751 | 0 | 0 | 0.01848 | 0.094873 | 0.13782 | 0.18192
STEM | SPS1 | CH | Fuel input for electricity generation¦Gas¦Residential multi family CHPs fuel cells gas | PJ/yr. | 0 | 0 | 0 | 0 | 0 | 0 | 0 | 0 | 0.054084 | 0.079604 | 0.070746 | 0.12389
STEM | SPS1 | CH | Fuel input for electricity generation¦Gas¦Services sectors CHPs (bio)gas | PJ/yr. | 1.0647 | 1.2568 | 1.3356 | 1.4176 | 1.5021 | 1.5898 | 1.5849 | 1.5873 | 1.591 | 1.5914 | 1.7405 | 1.7406
STEM | SPS1 | CH | Fuel input for electricity generation¦Gas¦Services sectors CHPs gas | PJ/yr. | 0.80739 | 0.79114 | 1.0149 | 0.82209 | 0.7186 | 0.36342 | 0 | 0 | 0.022983 | 0.0271 | 0.025218 | 0.039254
STEM | SPS1 | CH | Fuel input for electricity generation¦Gas¦Services sectors CHPs fuel cells (gas reformer) | PJ/yr. | 0 | 0 | 0 | 0 | 0 | 0 | 0 | 0 | 0.012958 | 0.017015 | 0.014952 | 0.026494
STEM | SPS1 | CH | Fuel input for electricity generation¦Gas¦Fossil gases | PJ/yr. | 3.0418 | 0.93135 | 1.2895 | 1.2128 | 1.2308 | 0.76783 | 0.06824 | 0.043364 | 0.20937 | 0.3296 | 0.43084 | 0.49381
STEM | SPS1 | CH | Fuel input for electricity generation¦Gas¦Fossil gases¦Gas turbines combined cycle | PJ/yr. | 0 | 0 | 0 | 0 | 0 | 0.00063765 | 0.00065715 | 0.0013061 | 0.0013642 | 0.0020899 | 0.0028883 | 0.0045107
STEM | SPS1 | CH | Fuel input for electricity generation¦Gas¦Fossil gases¦Gas turbines open cycle | PJ/yr. | 0 | 0 | 0 | 0 | 0 | 0.0003675 | 0.00032498 | 0.001995 | 0.0019734 | 0.0028118 | 0.0038957 | 0.0062596
STEM | SPS1 | CH | Fuel input for electricity generation¦Gas¦Fossil gases¦Gas turbines combined cycle CCS | PJ/yr. | 0 | 0 | 0 | 0 | 0 | 0 | 0.00068011 | 0.0022465 | 0.1227 | 0.21339 | 0.26101 | 0.28399
STEM | SPS1 | CH | Fuel input for electricity generation¦Gas¦Fossil gases¦CHP Gas (for District Heating) | PJ/yr. | 1.28 | 0.0028902 | 0.018074 | 0 | 0 | 0 | 0 | 0 | 0 | 0 | 0 | 0
STEM | SPS1 | CH | Fuel input for electricity generation¦Gas¦Fossil gases¦CHP Fuel Cell Gas (for District Heating) | PJ/yr. | 0 | 0 | 0 | 0 | 0 | 0 | 0 | 0 | 0 | 0 | 0 | 0
STEM | SPS1 | CH | Fuel input for electricity generation¦Gas¦Fossil gases¦Industrial CHPs gas | PJ/yr. | 0.87054 | 0.11325 | 0.074992 | 0.20363 | 0.36487 | 0.36232 | 0.061188 | 0.027184 | 0.054153 | 0.064218 | 0.094272 | 0.10586
STEM | SPS1 | CH | Fuel input for electricity generation¦Gas¦Fossil gases¦Industrial CHPs gas (CCS) | PJ/yr. | 0 | 0 | 0 | 0 | 0 | 0.009496 | 0.0053901 | 0.010632 | 0.021122 | 0.025111 | 0.03693 | 0.041726
STEM | SPS1 | CH | Fuel input for electricity generation¦Gas¦Fossil gases¦Industrial CHPs fuel cells (gas reformer) | PJ/yr. | 0 | 0 | 0 | 0 | 0 | 0 | 0 | 0 | 0 | 0 | 0 | 0
STEM | SPS1 | CH | Fuel input for electricity generation¦Gas¦Fossil gases¦Residential single family CHPs gas | PJ/yr. | 0.045763 | 0.013021 | 0.032189 | 0.023295 | 0.019749 | 0.0086886 | 0 | 0 | 0.00062587 | 0.0013894 | 0.0035133 | 0.0040338
STEM | SPS1 | CH | Fuel input for electricity generation¦Gas¦Fossil gases¦Residential single family CHPs fuel cells gas | PJ/yr. | 0 | 0 | 0 | 0 | 0 | 0 | 0 | 0 | 0.0010492 | 0.0024867 | 0.0030645 | 0.005883
STEM | SPS1 | CH | Fuel input for electricity generation¦Gas¦Fossil gases¦Residential multi family CHPs gas | PJ/yr. | 0.058655 | 0.042321 | 0.18126 | 0.17567 | 0.16829 | 0.07165 | 0 | 0 | 0.0010879 | 0.0078568 | 0.013998 | 0.020344
STEM | SPS1 | CH | Fuel input for electricity generation¦Gas¦Fossil gases¦Residential multi family CHPs fuel cells gas | PJ/yr. | 0 | 0 | 0 | 0 | 0 | 0 | 0 | 0 | 0.0031838 | 0.0065923 | 0.0071854 | 0.013854
STEM | SPS1 | CH | Fuel input for electricity generation¦Gas¦Fossil gases¦Services sectors CHPs (bio)gas | PJ/yr. | 0 | 0 | 0 | 0 | 0 | 0 | 0 | 0 | 0 | 0 | 0 | 0
STEM | SPS1 | CH | Fuel input for electricity generation¦Gas¦Fossil gases¦Services sectors CHPs gas | PJ/yr. | 0.78677 | 0.75987 | 0.98302 | 0.81017 | 0.67785 | 0.31467 | 0 | 0 | 0.0013529 | 0.0022442 | 0.0025613 | 0.0043897
STEM | SPS1 | CH | Fuel input for electricity generation¦Gas¦Fossil gases¦Services sectors CHPs fuel cells (gas reformer) | PJ/yr. | 0 | 0 | 0 | 0 | 0 | 0 | 0 | 0 | 0.00076282 | 0.0014091 | 0.0015186 | 0.0029628
STEM | SPS1 | CH | Fuel input for electricity generation¦Gas¦Synthetic gases | PJ/yr. | 1.1444 | 1.2951 | 1.3774 | 1.4354 | 1.5761 | 1.7088 | 1.6693 | 1.973 | 4.9383 | 5.2418 | 5.5516 | 5.6625
STEM | SPS1 | CH | Fuel input for electricity generation¦Gas¦Synthetic gases¦Gas turbines combined cycle | PJ/yr. | 0 | 0 | 0 | 0 | 0 | 9.8793e-05 | 0.00081233 | 0.011616 | 0.021811 | 0.023147 | 0.025549 | 0.035825
STEM | SPS1 | CH | Fuel input for electricity generation¦Gas¦Synthetic gases¦Gas turbines open cycle | PJ/yr. | 0 | 0 | 0 | 0 | 0 | 5.6937e-05 | 0.00040173 | 0.017743 | 0.03155 | 0.031141 | 0.03446 | 0.049716
STEM | SPS1 | CH | Fuel input for electricity generation¦Gas¦Synthetic gases¦Gas turbines combined cycle CCS | PJ/yr. | 0 | 0 | 0 | 0 | 0 | 0 | 0.00084072 | 0.01998 | 1.9616 | 2.3634 | 2.3088 | 2.2555
STEM | SPS1 | CH | Fuel input for electricity generation¦Gas¦Synthetic gases¦CHP Gas (for District Heating) | PJ/yr. | 0.03354 | 0.00011893 | 0.00058649 | 0 | 0 | 0 | 0 | 0 | 0 | 0 | 0 | 0
STEM | SPS1 | CH | Fuel input for electricity generation¦Gas¦Synthetic gases¦CHP Fuel Cell Gas (for District Heating) | PJ/yr. | 0 | 0 | 0 | 0 | 0 | 0 | 0 | 0 | 0 | 0 | 0 | 0
STEM | SPS1 | CH | Fuel input for electricity generation¦Gas¦Synthetic gases¦Industrial CHPs gas | PJ/yr. | 0.02281 | 0.0046601 | 0.0024335 | 0.0029973 | 0.021935 | 0.056135 | 0.075637 | 0.24176 | 0.86577 | 0.71123 | 0.83391 | 0.84073
STEM | SPS1 | CH | Fuel input for electricity generation¦Gas¦Synthetic gases¦Industrial CHPs gas (CCS) | PJ/yr. | 0 | 0 | 0 | 0 | 0 | 0.0014712 | 0.0066629 | 0.094561 | 0.33768 | 0.27811 | 0.32668 | 0.3314
STEM | SPS1 | CH | Fuel input for electricity generation¦Gas¦Synthetic gases¦Industrial CHPs fuel cells (gas reformer) | PJ/yr. | 0 | 0 | 0 | 0 | 0 | 0 | 0 | 0 | 0 | 0 | 0 | 0
STEM | SPS1 | CH | Fuel input for electricity generation¦Gas¦Synthetic gases¦Residential single family CHPs gas | PJ/yr. | 0.0011991 | 0.00053582 | 0.0010445 | 0.0003429 | 0.0011873 | 0.0013461 | 0 | 0 | 0.010006 | 0.015388 | 0.031078 | 0.032037
STEM | SPS1 | CH | Fuel input for electricity generation¦Gas¦Synthetic gases¦Residential single family CHPs fuel cells gas | PJ/yr. | 0 | 0 | 0 | 0 | 0 | 0 | 0 | 0 | 0.016775 | 0.027541 | 0.027108 | 0.046724
STEM | SPS1 | CH | Fuel input for electricity generation¦Gas¦Synthetic gases¦Residential multi family CHPs gas | PJ/yr. | 0.0015369 | 0.0017415 | 0.0058819 | 0.0025858 | 0.010117 | 0.011101 | 0 | 0 | 0.017392 | 0.087016 | 0.12383 | 0.16158
STEM | SPS1 | CH | Fuel input for electricity generation¦Gas¦Synthetic gases¦Residential multi family CHPs fuel cells gas | PJ/yr. | 0 | 0 | 0 | 0 | 0 | 0 | 0 | 0 | 0.0509 | 0.073012 | 0.063561 | 0.11003
STEM | SPS1 | CH | Fuel input for electricity generation¦Gas¦Synthetic gases¦Services sectors CHPs (bio)gas | PJ/yr. | 1.0647 | 1.2568 | 1.3356 | 1.4176 | 1.5021 | 1.5898 | 1.5849 | 1.5873 | 1.591 | 1.5914 | 1.7405 | 1.7406
STEM | SPS1 | CH | Fuel input for electricity generation¦Gas¦Synthetic gases¦Services sectors CHPs gas | PJ/yr. | 0.020615 | 0.031268 | 0.031899 | 0.011925 | 0.040751 | 0.048753 | 0 | 0 | 0.02163 | 0.024856 | 0.022657 | 0.034864
STEM | SPS1 | CH | Fuel input for electricity generation¦Gas¦Synthetic gases¦Services sectors CHPs fuel cells (gas reformer) | PJ/yr. | 0 | 0 | 0 | 0 | 0 | 0 | 0 | 0 | 0.012196 | 0.015606 | 0.013434 | 0.023531
STEM | SPS1 | CH | Fuel input for electricity generation¦Wastes | PJ/yr. | 22.4957 | 24.6651 | 27.5284 | 25.1114 | 25.5167 | 29.063 | 31.1075 | 36.6223 | 35.1999 | 34.7787 | 34.7842 | 34.8281
STEM | SPS1 | CH | Fuel input for electricity generation¦Wastes¦Wastes Incineration (electric only) | PJ/yr. | 18.2037 | 20.5395 | 23.4004 | 20.6967 | 20.9589 | 19.9843 | 12.1353 | 14.3413 | 13.6745 | 13.3653 | 13.3544 | 13.3738
STEM | SPS1 | CH | Fuel input for electricity generation¦Wastes¦Wastes Incineration (electric only) CCS | PJ/yr. | 0 | 0 | 0 | 0 | 0 | 3.4841 | 12.8318 | 14.3405 | 13.6737 | 13.3646 | 13.3538 | 13.3734
STEM | SPS1 | CH | Fuel input for electricity generation¦Wastes¦CHP Wastes (for District Heating) | PJ/yr. | 3.8975 | 3.6926 | 3.4943 | 3.7203 | 3.7881 | 4.3332 | 3.7617 | 3.8148 | 4.029 | 4.2577 | 4.2847 | 4.2871
STEM | SPS1 | CH | Fuel input for electricity generation¦Wastes¦CHP Wastes (for District Heating) CCS | PJ/yr. | 0 | 0 | 0 | 0 | 0 | 0.38957 | 1.3726 | 1.4727 | 1.4042 | 1.3725 | 1.3714 | 1.3734
STEM | SPS1 | CH | Fuel input for electricity generation¦Wastes¦Industrial CHPs wastes | PJ/yr. | 0.39449 | 0.43304 | 0.63371 | 0.69437 | 0.76974 | 0.79457 | 0.0073461 | 0.0031082 | 0.0050375 | 0.0040147 | 0.0022 | 0.0012208
STEM | SPS1 | CH | Fuel input for electricity generation¦Wastes¦Industrial CHPs wastes CCS | PJ/yr. | 0 | 0 | 0 | 0 | 0 | 0.077161 | 0.99869 | 2.6499 | 2.4135 | 2.4146 | 2.4177 | 2.4192
STEM | SPS1 | CH | Fuel input for electricity generation¦Wastes¦Renewable | PJ/yr. | 11.0506 | 12.116 | 13.4473 | 12.2085 | 12.3735 | 14.0956 | 15.0507 | 16.9847 | 16.3907 | 16.1801 | 16.1822 | 16.2039
STEM | SPS1 | CH | Fuel input for electricity generation¦Wastes¦Renewable¦Wastes Incineration (electric only) | PJ/yr. | 9.1018 | 10.2697 | 11.7002 | 10.3483 | 10.4794 | 9.9922 | 6.0677 | 7.1706 | 6.8372 | 6.6827 | 6.6772 | 6.6869
STEM | SPS1 | CH | Fuel input for electricity generation¦Wastes¦Renewable¦Wastes Incineration (electric only) CCS | PJ/yr. | 0 | 0 | 0 | 0 | 0 | 1.7421 | 6.4159 | 7.1703 | 6.8368 | 6.6823 | 6.6769 | 6.6867
STEM | SPS1 | CH | Fuel input for electricity generation¦Wastes¦Renewable¦CHP Wastes (for District Heating) | PJ/yr. | 1.9488 | 1.8463 | 1.7471 | 1.8602 | 1.894 | 2.1666 | 1.8809 | 1.9074 | 2.0145 | 2.1288 | 2.1423 | 2.1436
STEM | SPS1 | CH | Fuel input for electricity generation¦Wastes¦Renewable¦CHP Wastes (for District Heating) CCS | PJ/yr. | 0 | 0 | 0 | 0 | 0 | 0.19479 | 0.68629 | 0.73634 | 0.70211 | 0.68624 | 0.68569 | 0.68669
STEM | SPS1 | CH | Fuel input for electricity generation¦Wastes¦Renewable¦Industrial CHPs wastes | PJ/yr. | 0 | 0 | 0 | 0 | 0 | 0 | 0 | 0 | 0 | 0 | 0 | 0
STEM | SPS1 | CH | Fuel input for electricity generation¦Wastes¦Renewable¦Industrial CHPs wastes CCS | PJ/yr. | 0 | 0 | 0 | 0 | 0 | 0 | 0 | 0 | 0 | 0 | 0 | 0
STEM | SPS1 | CH | Fuel input for electricity generation¦Wastes¦Non Renewable | PJ/yr. | 11.4451 | 12.5491 | 14.081 | 12.9029 | 13.1432 | 14.9674 | 16.0568 | 19.6377 | 18.8092 | 18.5987 | 18.602 | 18.6243
STEM | SPS1 | CH | Fuel input for electricity generation¦Wastes¦Non Renewable¦Wastes Incineration (electric only) | PJ/yr. | 9.1018 | 10.2697 | 11.7002 | 10.3483 | 10.4794 | 9.9922 | 6.0677 | 7.1706 | 6.8372 | 6.6827 | 6.6772 | 6.6869
STEM | SPS1 | CH | Fuel input for electricity generation¦Wastes¦Non Renewable¦Wastes Incineration (electric only) CCS | PJ/yr. | 0 | 0 | 0 | 0 | 0 | 1.7421 | 6.4159 | 7.1703 | 6.8368 | 6.6823 | 6.6769 | 6.6867
STEM | SPS1 | CH | Fuel input for electricity generation¦Wastes¦Non Renewable¦CHP Wastes (for District Heating) | PJ/yr. | 1.9488 | 1.8463 | 1.7471 | 1.8602 | 1.894 | 2.1666 | 1.8809 | 1.9074 | 2.0145 | 2.1288 | 2.1423 | 2.1436
STEM | SPS1 | CH | Fuel input for electricity generation¦Wastes¦Non Renewable¦CHP Wastes (for District Heating) CCS | PJ/yr. | 0 | 0 | 0 | 0 | 0 | 0.19479 | 0.68629 | 0.73634 | 0.70211 | 0.68624 | 0.68569 | 0.68669
STEM | SPS1 | CH | Fuel input for electricity generation¦Wastes¦Non Renewable¦Industrial CHPs wastes | PJ/yr. | 0.39449 | 0.43304 | 0.63371 | 0.69437 | 0.76974 | 0.79457 | 0.0073461 | 0.0031082 | 0.0050375 | 0.0040147 | 0.0022 | 0.0012208
STEM | SPS1 | CH | Fuel input for electricity generation¦Wastes¦Non Renewable¦Industrial CHPs wastes CCS | PJ/yr. | 0 | 0 | 0 | 0 | 0 | 0.077161 | 0.99869 | 2.6499 | 2.4135 | 2.4146 | 2.4177 | 2.4192
STEM | SPS1 | CH | Fuel input for electricity generation¦Wood | PJ/yr. | 0.44186 | 0.48747 | 1.5987 | 1.719 | 1.7394 | 3.0812 | 4.8704 | 5.2309 | 6.2793 | 6.4033 | 6.3942 | 6.468
STEM | SPS1 | CH | Fuel input for electricity generation¦Wood¦CHP Wood (for District Heating) | PJ/yr. | 0.2606 | 2.7265e-05 | 0.45463 | 0.0070735 | 0.011795 | 0.46737 | 0.8815 | 0.61261 | 0.56339 | 0.64175 | 0.6396 | 0.65802
STEM | SPS1 | CH | Fuel input for electricity generation¦Wood¦Biomass with CCS (BECCS) | PJ/yr. | 0 | 0 | 0 | 0 | 0 | 0.010913 | 0.018326 | 0.027571 | 1.4931 | 1.5957 | 1.6435 | 1.7071
STEM | SPS1 | CH | Fuel input for electricity generation¦Wood¦Industrial CHPs wood | PJ/yr. | 0.18125 | 0.48744 | 1.144 | 1.6892 | 1.6832 | 0.86311 | 0.3828 | 0.37086 | 0.013248 | 0.0089563 | 0.006974 | 0.0097342
STEM | SPS1 | CH | Fuel input for electricity generation¦Wood¦Industrial CHPs wood (CCS) | PJ/yr. | 0 | 0 | 0 | 0 | 0 | 1.6208 | 3.4162 | 3.9681 | 3.9515 | 3.9711 | 3.968 | 3.971
STEM | SPS1 | CH | Fuel input for electricity generation¦Wood¦Residential single family CHPs wood | PJ/yr. | 0 | 0 | 0 | 0.006914 | 0.013663 | 0.022112 | 0.022167 | 0.036667 | 0.028697 | 0.026909 | 0.021745 | 0.03102
STEM | SPS1 | CH | Fuel input for electricity generation¦Wood¦Residential multi family CHPs wood | PJ/yr. | 0 | 0 | 0 | 0.0089886 | 0.019369 | 0.0784 | 0.13337 | 0.20194 | 0.20028 | 0.13957 | 0.098256 | 0.065399
STEM | SPS1 | CH | Fuel input for electricity generation¦Wood¦Services sectors CHPs wood | PJ/yr. | 0 | 0 | 0 | 0.006813 | 0.0114 | 0.018409 | 0.016009 | 0.013118 | 0.029117 | 0.01941 | 0.016104 | 0.025775
STEM | SPS1 | CH | Fuel input for electricity generation¦Wind | PJ/yr. | 0.524 | 0.54529 | 0.50317 | 2.0503 | 3.6358 | 4.6761 | 10.3134 | 11.4283 | 11.4305 | 11.4346 | 11.4351 | 11.4396
STEM | SPS1 | CH | Fuel input for electricity generation¦Wind¦Wind turbines | PJ/yr. | 0.524 | 0.54529 | 0.50317 | 2.0503 | 3.6358 | 4.6761 | 10.3134 | 11.4283 | 11.4305 | 11.4346 | 11.4351 | 11.4396
STEM | SPS1 | CH | Fuel input for electricity generation¦Solar | PJ/yr. | 9.355 | 12.8214 | 28.8001 | 46.7512 | 79.1201 | 122.9918 | 148.8371 | 162.8747 | 168.527 | 173.7994 | 168.5433 | 171.1904
STEM | SPS1 | CH | Fuel input for electricity generation¦Solar¦Solar PV (large scale) | PJ/yr. | 0 | 0 | 0.0017993 | 0.34361 | 2.3203 | 15.9436 | 22.749 | 29.1572 | 27.9886 | 26.0921 | 13.3013 | 8.0295
STEM | SPS1 | CH | Fuel input for electricity generation¦Solar¦Solar PV (Industry) | PJ/yr. | 3.518 | 4.8486 | 8.2014 | 9.62 | 19.7845 | 20.7939 | 21.8546 | 22.9694 | 24.1411 | 25.3725 | 26.6668 | 28.027
STEM | SPS1 | CH | Fuel input for electricity generation¦Solar¦Solar PV (Residential single family) | PJ/yr. | 2.1349 | 3.3907 | 10.8497 | 18.9163 | 19.8869 | 20.9017 | 34.7507 | 37.7209 | 39.645 | 41.6673 | 43.7928 | 46.0267
STEM | SPS1 | CH | Fuel input for electricity generation¦Solar¦Solar PV (Residential multi family) | PJ/yr. | 0.86248 | 1.2876 | 5.8108 | 13.4607 | 32.4871 | 37.6257 | 40.3416 | 42.3995 | 44.5623 | 46.8354 | 49.2245 | 51.7355
STEM | SPS1 | CH | Fuel input for electricity generation¦Solar¦Solar PV (Services) | PJ/yr. | 2.8396 | 3.2945 | 3.9365 | 4.4106 | 4.6413 | 27.7268 | 29.1412 | 30.6277 | 32.19 | 33.8321 | 35.5578 | 37.3717
STEM | SPS1 | CH | Fuel input for electricity generation¦Geothermal | PJ/yr. | 0 | 0 | 0 | 0 | 0 | 0 | 0 | 0 | 0 | 0 | 0 | 0
STEM | SPS1 | CH | Fuel input for electricity generation¦Geothermal¦Deep geothermal | PJ/yr. | 0 | 0 | 0 | 0 | 0 | 0 | 0.88716 | 2.4053 | 0.99944 | 1.1116 | 1.4508 | 1.2539
STEM | SPS1 | CH | Fuel input for electricity generation¦Hydrogen | PJ/yr. | 0 | 0 | 0 | 0.012902 | 0.63944 | 0.51783 | 0.50841 | 2.5662 | 3.5264 | 3.5747 | 4.8681 | 4.8855
STEM | SPS1 | CH | Fuel input for electricity generation¦Hydrogen¦CHP Fuel Cell Hydrogen (for District Heating) | PJ/yr. | 0 | 0 | 0 | 0 | 0 | 0.061605 | 0.063075 | 0.93381 | 0.93479 | 0.96107 | 1.1851 | 1.1964
STEM | SPS1 | CH | Fuel input for electricity generation¦Hydrogen¦Industrial CHPs fuel cells (hydrogen) | PJ/yr. | 0 | 0 | 0 | 0 | 0.60068 | 0.41931 | 0.41416 | 1.5365 | 2.4464 | 2.4822 | 3.4947 | 3.4948
STEM | SPS1 | CH | Fuel input for electricity generation¦Hydrogen¦Services sectors CHPs fuel cells (hydrogen) | PJ/yr. | 0 | 0 | 0 | 0.012902 | 0.038755 | 0.036914 | 0.031176 | 0.095918 | 0.14518 | 0.13144 | 0.18831 | 0.19434
STEM | SPS1 | CH | Fuel input for electricity generation¦Electricity storage (non hydro) | PJ/yr. | 0.24287 | 0.12604 | 0.14943 | 0.52812 | 1.5982 | 4.8679 | 9.1037 | 9.3052 | 19.0274 | 17.7387 | 16.2823 | 17.2736
STEM | SPS1 | CH | Fuel input for electricity generation¦Electricity storage (non hydro)¦CAES | PJ/yr. | 0.13554 | 0.030803 | 0.053753 | 0.13496 | 0.10811 | 0.1049 | 0.13492 | 0.038602 | 0.13504 | 0.13512 | 0.13508 | 0.13524
STEM | SPS1 | CH | Fuel input for electricity generation¦Electricity storage (non hydro)¦Battery storage large size centralised | PJ/yr. | 0.029827 | 0.02324 | 0.023378 | 0.027463 | 0.69913 | 0.70336 | 0.70426 | 0.70475 | 1.6544 | 1.7995 | 1.814 | 2.3376
STEM | SPS1 | CH | Fuel input for electricity generation¦Electricity storage (non hydro)¦Battery storage medium size centralised | PJ/yr. | 0.026385 | 0.020778 | 0.020948 | 0.025287 | 0.21069 | 3.2414 | 7.2791 | 7.7556 | 16.1072 | 14.6009 | 13.0659 | 13.4547
STEM | SPS1 | CH | Fuel input for electricity generation¦Electricity storage (non hydro)¦Batteries in industry | PJ/yr. | 0.0081408 | 0.0081571 | 0.0081728 | 0.062112 | 0.11862 | 0.17523 | 0.16963 | 0.16294 | 0.26886 | 0.26497 | 0.29889 | 0.29802
STEM | SPS1 | CH | Fuel input for electricity generation¦Electricity storage (non hydro)¦Batteries in residential single family houses | PJ/yr. | 0.017242 | 0.017281 | 0.017325 | 0.10335 | 0.15656 | 0.19422 | 0.27554 | 0.24062 | 0.32102 | 0.34974 | 0.36088 | 0.39076
STEM | SPS1 | CH | Fuel input for electricity generation¦Electricity storage (non hydro)¦Batteries in residential multi-family houses | PJ/yr. | 0.017291 | 0.01733 | 0.017379 | 0.10458 | 0.18141 | 0.26623 | 0.32391 | 0.24421 | 0.32504 | 0.35316 | 0.36492 | 0.39579
STEM | SPS1 | CH | Fuel input for electricity generation¦Electricity storage (non hydro)¦Batteries in Services sector | PJ/yr. | 0.0084372 | 0.0084549 | 0.0084698 | 0.070366 | 0.12365 | 0.18258 | 0.21636 | 0.15849 | 0.21591 | 0.23527 | 0.24267 | 0.26148
| SPS1 | CH | Fuel input for heat generation from CHPs and heat plants | PJ/yr. | 55.9251 | 54.9705 | 56.5963 | 56.3607 | 57.1142 | 62.4768 | 65.7747 | 73.4615 | 72.8982 | 73.0688 | 74.2525 | 76.1981
| SPS1 | CH | Fuel input for heat generation from CHPs and heat plants¦District heating | PJ/yr. | 47.7666 | 46.1289 | 44.7333 | 44.0391 | 44.3009 | 49.4941 | 50.196 | 49.3059 | 48.9173 | 49.2334 | 49.5141 | 51.2727
| SPS1 | CH | Fuel input for heat generation from CHPs and heat plants¦District heating¦CHP | PJ/yr. | 39.9845 | 34.4529 | 33.4164 | 33.8415 | 33.5406 | 40.6198 | 42.1703 | 41.4581 | 41.5236 | 42.1465 | 42.6228 | 42.7325
| SPS1 | CH | Fuel input for heat generation from CHPs and heat plants¦District heating¦CHP¦Oil | PJ/yr. | 0.049935 | 0.35208 | 0.038546 | 0.011425 | 0.0077112 | 0.024452 | 0.022102 | 0.00013236 | 0.0004013 | 0.00044148 | 0.00045812 | 0.00058114
| SPS1 | CH | Fuel input for heat generation from CHPs and heat plants¦District heating¦CHP¦Oil¦CHP Oil (for District Heating) | PJ/yr. | 0.049935 | 0.35208 | 0.038546 | 0.011425 | 0.0077112 | 0.024452 | 0.022102 | 0.00013236 | 0.0004013 | 0.00044148 | 0.00045812 | 0.00058114
| SPS1 | CH | Fuel input for heat generation from CHPs and heat plants¦District heating¦CHP¦Oil¦Fossil liquids | PJ/yr. | 0.049935 | 0.35208 | 0.038546 | 0.011425 | 0.0077112 | 0.024452 | 0.022102 | 0.00013236 | 0.0004013 | 0.00044148 | 0.00045812 | 0.00058114
| SPS1 | CH | Fuel input for heat generation from CHPs and heat plants¦District heating¦CHP¦Oil¦Fossil liquids¦CHP Oil (for District Heating) | PJ/yr. | 0.049935 | 0.35208 | 0.038546 | 0.011425 | 0.0077112 | 0.024452 | 0.022102 | 0.00013236 | 0.0004013 | 0.00044148 | 0.00045812 | 0.00058114
| SPS1 | CH | Fuel input for heat generation from CHPs and heat plants¦District heating¦CHP¦Oil¦Synthetic liquids | PJ/yr. | 0 | 0 | 0 | 0 | 0 | 0 | 0 | 0 | 0 | 0 | 0 | 0
| SPS1 | CH | Fuel input for heat generation from CHPs and heat plants¦District heating¦CHP¦Oil¦Synthetic liquids¦CHP Oil (for District Heating) | PJ/yr. | 0 | 0 | 0 | 0 | 0 | 0 | 0 | 0 | 0 | 0 | 0 | 0
| SPS1 | CH | Fuel input for heat generation from CHPs and heat plants¦District heating¦CHP¦Gas | PJ/yr. | 2.4528 | 0.0057823 | 0.037376 | 0 | 0 | 4.0693e-05 | 0 | 0 | 0.0011209 | 0.0013711 | 0.0013061 | 0.0022455
| SPS1 | CH | Fuel input for heat generation from CHPs and heat plants¦District heating¦CHP¦Gas¦CHP Gas (for District Heating) | PJ/yr. | 2.4528 | 0.0057823 | 0.037376 | 0 | 0 | 4.0693e-05 | 0 | 0 | 0.0011209 | 0.0013711 | 0.0013061 | 0.0022455
| SPS1 | CH | Fuel input for heat generation from CHPs and heat plants¦District heating¦CHP¦Gas¦CHP Fuel Cell Gas (for District Heating) | PJ/yr. | 0 | 0 | 0 | 0 | 0 | 0 | 0 | 0 | 0 | 0 | 0 | 0
| SPS1 | CH | Fuel input for heat generation from CHPs and heat plants¦District heating¦CHP¦Gas¦Fossil gases | PJ/yr. | 2.3902 | 0.0055538 | 0.036202 | 0 | 0 | 4.0693e-05 | 0 | 0 | 0.0011209 | 0.0013711 | 0.0013061 | 0.0022455
| SPS1 | CH | Fuel input for heat generation from CHPs and heat plants¦District heating¦CHP¦Gas¦Fossil gases¦CHP Gas (for District Heating) | PJ/yr. | 2.3902 | 0.0055538 | 0.036202 | 0 | 0 | 4.0693e-05 | 0 | 0 | 0.0011209 | 0.0013711 | 0.0013061 | 0.0022455
| SPS1 | CH | Fuel input for heat generation from CHPs and heat plants¦District heating¦CHP¦Gas¦Fossil gases¦CHP Fuel Cell Gas (for District Heating) | PJ/yr. | 0 | 0 | 0 | 0 | 0 | 0 | 0 | 0 | 0 | 0 | 0 | 0
| SPS1 | CH | Fuel input for heat generation from CHPs and heat plants¦District heating¦CHP¦Gas¦Synthetic gases | PJ/yr. | 0.062627 | 0.00022853 | 0.0011747 | 0 | 0 | 0 | 0 | 0 | 0 | 0 | 0 | 0
| SPS1 | CH | Fuel input for heat generation from CHPs and heat plants¦District heating¦CHP¦Gas¦Synthetic gases¦CHP Gas (for District Heating) | PJ/yr. | 0.062627 | 0.00022853 | 0.0011747 | 0 | 0 | 0 | 0 | 0 | 0 | 0 | 0 | 0
| SPS1 | CH | Fuel input for heat generation from CHPs and heat plants¦District heating¦CHP¦Gas¦Synthetic gases¦CHP Fuel Cell Gas (for District Heating) | PJ/yr. | 0 | 0 | 0 | 0 | 0 | 0 | 0 | 0 | 0 | 0 | 0 | 0
| SPS1 | CH | Fuel input for heat generation from CHPs and heat plants¦District heating¦CHP¦Wastes | PJ/yr. | 36.421 | 34.0869 | 32.1515 | 33.8087 | 33.4997 | 39.2964 | 39.7631 | 37.9788 | 37.9084 | 38.3781 | 38.4711 | 38.5115
| SPS1 | CH | Fuel input for heat generation from CHPs and heat plants¦District heating¦CHP¦Wastes¦CHP Wastes (for District Heating) | PJ/yr. | 36.421 | 34.0869 | 32.1515 | 33.8087 | 33.4997 | 35.6411 | 27.2433 | 24.9308 | 25.467 | 26.218 | 26.3206 | 26.3434
| SPS1 | CH | Fuel input for heat generation from CHPs and heat plants¦District heating¦CHP¦Wastes¦CHP Wastes (for District Heating) CCS | PJ/yr. | 0 | 0 | 0 | 0 | 0 | 3.6552 | 12.5198 | 13.048 | 12.4415 | 12.1601 | 12.1505 | 12.1681
| SPS1 | CH | Fuel input for heat generation from CHPs and heat plants¦District heating¦CHP¦Wastes¦Renewable | PJ/yr. | 18.2105 | 17.0434 | 16.0757 | 16.9043 | 16.7499 | 19.6482 | 19.8815 | 18.9894 | 18.9542 | 19.1891 | 19.2355 | 19.2557
| SPS1 | CH | Fuel input for heat generation from CHPs and heat plants¦District heating¦CHP¦Wastes¦Renewable¦CHP Wastes (for District Heating) | PJ/yr. | 18.2105 | 17.0434 | 16.0757 | 16.9043 | 16.7499 | 17.8206 | 13.6216 | 12.4654 | 12.7335 | 13.109 | 13.1603 | 13.1717
| SPS1 | CH | Fuel input for heat generation from CHPs and heat plants¦District heating¦CHP¦Wastes¦Renewable¦CHP Wastes (for District Heating) CCS | PJ/yr. | 0 | 0 | 0 | 0 | 0 | 1.8276 | 6.2599 | 6.524 | 6.2207 | 6.0801 | 6.0752 | 6.0841
| SPS1 | CH | Fuel input for heat generation from CHPs and heat plants¦District heating¦CHP¦Wastes¦Non Renewable | PJ/yr. | 18.2105 | 17.0434 | 16.0757 | 16.9043 | 16.7499 | 19.6482 | 19.8815 | 18.9894 | 18.9542 | 19.1891 | 19.2355 | 19.2557
| SPS1 | CH | Fuel input for heat generation from CHPs and heat plants¦District heating¦CHP¦Wastes¦Non Renewable¦CHP Wastes (for District Heating) | PJ/yr. | 18.2105 | 17.0434 | 16.0757 | 16.9043 | 16.7499 | 17.8206 | 13.6216 | 12.4654 | 12.7335 | 13.109 | 13.1603 | 13.1717
| SPS1 | CH | Fuel input for heat generation from CHPs and heat plants¦District heating¦CHP¦Wastes¦Non Renewable¦CHP Wastes (for District Heating) CCS | PJ/yr. | 0 | 0 | 0 | 0 | 0 | 1.8276 | 6.2599 | 6.524 | 6.2207 | 6.0801 | 6.0752 | 6.0841
| SPS1 | CH | Fuel input for heat generation from CHPs and heat plants¦District heating¦CHP¦Wood | PJ/yr. | 1.0608 | 0.0081612 | 1.189 | 0.021368 | 0.03312 | 1.2241 | 2.307 | 2.3008 | 2.434 | 2.5538 | 2.6544 | 2.7084
| SPS1 | CH | Fuel input for heat generation from CHPs and heat plants¦District heating¦CHP¦Wood¦CHP Wood (for District Heating) | PJ/yr. | 1.0608 | 0.0081612 | 1.189 | 0.021368 | 0.03312 | 1.2241 | 2.307 | 2.3008 | 2.434 | 2.5538 | 2.6544 | 2.7084
| SPS1 | CH | Fuel input for heat generation from CHPs and heat plants¦District heating¦CHP¦Hydrogen | PJ/yr. | 0 | 0 | 0 | 0 | 0 | 0.074806 | 0.078092 | 1.1784 | 1.1796 | 1.2128 | 1.4955 | 1.5097
| SPS1 | CH | Fuel input for heat generation from CHPs and heat plants¦District heating¦CHP¦Hydrogen¦CHP Fuel Cell Hydrogen (for District Heating) | PJ/yr. | 0 | 0 | 0 | 0 | 0 | 0.074806 | 0.078092 | 1.1784 | 1.1796 | 1.2128 | 1.4955 | 1.5097
| SPS1 | CH | Fuel input for heat generation from CHPs and heat plants¦District heating¦Heat plants | PJ/yr. | 7.7821 | 11.676 | 11.3169 | 10.1976 | 10.7603 | 8.8743 | 8.0257 | 7.8478 | 7.3938 | 7.0869 | 6.8913 | 8.5402
| SPS1 | CH | Fuel input for heat generation from CHPs and heat plants¦District heating¦Heat plants¦Gas | PJ/yr. | 4.3961 | 4.8645 | 3.757 | 2.368 | 2.368 | 2.368 | 2.3681 | 2.3681 | 2.3681 | 2.3682 | 2.3694 | 2.6477
| SPS1 | CH | Fuel input for heat generation from CHPs and heat plants¦District heating¦Heat plants¦Gas¦Heat plant gas | PJ/yr. | 4.3961 | 4.8645 | 3.757 | 2.368 | 2.368 | 2.368 | 2.3681 | 2.3681 | 2.3681 | 2.3682 | 2.3694 | 2.6477
| SPS1 | CH | Fuel input for heat generation from CHPs and heat plants¦District heating¦Heat plants¦Fossil gases | PJ/yr. | 2.0281 | 2.4965 | 1.389 | 0 | 0 | 0 | 0 | 0 | 0 | 0 | 0 | 0
| SPS1 | CH | Fuel input for heat generation from CHPs and heat plants¦District heating¦Heat plants¦Fossil gases¦Heat plant gas | PJ/yr. | 2.0281 | 2.4965 | 1.389 | 0 | 0 | 0 | 0 | 0 | 0 | 0 | 0 | 0
| SPS1 | CH | Fuel input for heat generation from CHPs and heat plants¦District heating¦Heat plants¦Synthetic gases | PJ/yr. | 1.184 | 1.184 | 1.184 | 1.184 | 1.184 | 1.184 | 1.184 | 1.184 | 1.1841 | 1.1841 | 1.1847 | 1.3239
| SPS1 | CH | Fuel input for heat generation from CHPs and heat plants¦District heating¦Heat plants¦Synthetic gases¦Heat plant gas | PJ/yr. | 1.184 | 1.184 | 1.184 | 1.184 | 1.184 | 1.184 | 1.184 | 1.184 | 1.1841 | 1.1841 | 1.1847 | 1.3239
| SPS1 | CH | Fuel input for heat generation from CHPs and heat plants¦District heating¦Heat plants¦Nuclear fuel | PJ/yr. | 1.45 | 3.8014 | 3.7982 | 1.1494 | 0.69365 | 0 | 0 | 0 | 0 | 0 | 0 | 0
| SPS1 | CH | Fuel input for heat generation from CHPs and heat plants¦District heating¦Heat plants¦Nuclear fuel¦Heat plant nuclear | PJ/yr. | 1.45 | 3.8014 | 3.7982 | 1.1494 | 0.69365 | 0 | 0 | 0 | 0 | 0 | 0 | 0
| SPS1 | CH | Fuel input for heat generation from CHPs and heat plants¦District heating¦Heat plants¦Oil | PJ/yr. | 0.21545 | 0.21735 | 0.060194 | 0.063873 | 0.0035112 | 0.0011448 | 0.0013258 | 7.6923e-05 | 4.32e-05 | 3.6039e-05 | 3.6202e-05 | 2.7398e-05
| SPS1 | CH | Fuel input for heat generation from CHPs and heat plants¦District heating¦Heat plants¦Oil¦Heat plant oil | PJ/yr. | 0.21545 | 0.21735 | 0.060194 | 0.063873 | 0.0035112 | 0.0011448 | 0.0013258 | 7.6923e-05 | 4.32e-05 | 3.6039e-05 | 3.6202e-05 | 2.7398e-05
| SPS1 | CH | Fuel input for heat generation from CHPs and heat plants¦District heating¦Heat plants¦Oil¦Fossil liquids | PJ/yr. | 0.21545 | 0.21735 | 0.060194 | 0.063873 | 0.0035112 | 0.0011448 | 0.0013258 | 7.6923e-05 | 4.32e-05 | 3.6039e-05 | 3.6202e-05 | 2.7398e-05
| SPS1 | CH | Fuel input for heat generation from CHPs and heat plants¦District heating¦Heat plants¦Oil¦Fossil liquids¦Heat plant oil | PJ/yr. | 0.21545 | 0.21735 | 0.060194 | 0.063873 | 0.0035112 | 0.0011448 | 0.0013258 | 7.6923e-05 | 4.32e-05 | 3.6039e-05 | 3.6202e-05 | 2.7398e-05
| SPS1 | CH | Fuel input for heat generation from CHPs and heat plants¦District heating¦Heat plants¦Oil¦Synthetic liquids | PJ/yr. | 0 | 0 | 0 | 0 | 0 | 0 | 0 | 0 | 0 | 4 | 0 | 0
| SPS1 | CH | Fuel input for heat generation from CHPs and heat plants¦District heating¦Heat plants¦Oil¦Synthetic liquids¦Heat plant oil | PJ/yr. | 0 | 0 | 0 | 0 | 0 | 0 | 0 | 0 | 0 | 4 | 0 | 0
| SPS1 | CH | Fuel input for heat generation from CHPs and heat plants¦District heating¦Heat plants¦Wood | PJ/yr. | 1.7206 | 1.5528 | 2.4239 | 5.1255 | 5.727 | 4.4315 | 3.429 | 2.6533 | 2.0531 | 1.5887 | 1.2294 | 1.6494
| SPS1 | CH | Fuel input for heat generation from CHPs and heat plants¦District heating¦Heat plants¦Wood¦Heat plant wood | PJ/yr. | 1.7206 | 1.5528 | 2.4239 | 5.1255 | 5.727 | 4.4315 | 3.429 | 2.6533 | 2.0531 | 1.5887 | 1.2294 | 1.6494
| SPS1 | CH | Fuel input for heat generation from CHPs and heat plants¦District heating¦Heat plants¦Solar | PJ/yr. | 0 | 0 | 0 | 0.000591 | 0.001032 | 0.0010966 | 0.0011744 | 0.0021333 | 0.0021494 | 0.0022246 | 0.0022794 | 0.0055192
| SPS1 | CH | Fuel input for heat generation from CHPs and heat plants¦District heating¦Heat plants¦Solar¦Heat plant solar | PJ/yr. | 0 | 0 | 0 | 0.000591 | 0.001032 | 0.0010966 | 0.0011744 | 0.0021333 | 0.0021494 | 0.0022246 | 0.0022794 | 0.0055192
| SPS1 | CH | Fuel input for heat generation from CHPs and heat plants¦District heating¦Heat plants¦Geothermal | PJ/yr. | 0 | 0 | 0 | 0 | 0 | 0.0048659 | 0.0048917 | 0.0053107 | 0.0053189 | 0.0054649 | 0.0056099 | 0.0099257
| SPS1 | CH | Fuel input for heat generation from CHPs and heat plants¦District heating¦Heat plants¦Geothermal¦Heat plant deep geothermal | PJ/yr. | 0 | 0 | 0 | 0 | 0 | 0.0048659 | 0.0048917 | 0.0053107 | 0.0053189 | 0.0054649 | 0.0056099 | 0.0099257
| SPS1 | CH | Fuel input for heat generation from CHPs and heat plants¦District heating¦Heat plants¦Electricity | PJ/yr. | 0 | 1.24 | 1.2776 | 1.4903 | 1.9671 | 2.0676 | 2.2212 | 2.8189 | 2.965 | 3.1223 | 3.2846 | 4.2276
| SPS1 | CH | Fuel input for heat generation from CHPs and heat plants¦District heating¦Heat plants¦Electricity¦Heat pump electric | PJ/yr. | 0 | 1.24 | 1.2776 | 1.4903 | 1.9671 | 2.0676 | 2.2212 | 2.8189 | 2.965 | 3.1223 | 3.2846 | 4.2276
| SPS1 | CH | Fuel input for heat generation from CHPs and heat plants¦On-site CHPs | PJ/yr. | 8.1585 | 8.8416 | 11.863 | 12.3216 | 12.8133 | 12.9827 | 15.5787 | 24.1556 | 23.9809 | 23.8354 | 24.7384 | 24.9254
| SPS1 | CH | Fuel input for heat generation from CHPs and heat plants¦On-site CHPs¦Oil | PJ/yr. | 0.30668 | 0.64274 | 0.037529 | 0.56667 | 0.53197 | 0 | 0 | 0 | 0.0176 | 0.018482 | 0.024593 | 0.038568
| SPS1 | CH | Fuel input for heat generation from CHPs and heat plants¦On-site CHPs¦Oil¦Industrial CHPs oil | PJ/yr. | 0.30668 | 0.64274 | 0.037529 | 0.56667 | 0.53197 | 0 | 0 | 0 | 0.0176 | 0.018482 | 0.024593 | 0.038568
| SPS1 | CH | Fuel input for heat generation from CHPs and heat plants¦On-site CHPs¦Oil¦Fossil liquids | PJ/yr. | 0.30668 | 0.64274 | 0.037529 | 0.56667 | 0.53197 | 0 | 0 | 0 | 0.0176 | 0.018482 | 0.024593 | 0.038568
| SPS1 | CH | Fuel input for heat generation from CHPs and heat plants¦On-site CHPs¦Oil¦Fossil liquids¦Industrial CHPs oil | PJ/yr. | 0.30668 | 0.64274 | 0.037529 | 0.56667 | 0.53197 | 0 | 0 | 0 | 0.0176 | 0.018482 | 0.024593 | 0.038568
| SPS1 | CH | Fuel input for heat generation from CHPs and heat plants¦On-site CHPs¦Oil¦Synthetic liquids | PJ/yr. | 0 | 0 | 0 | 0 | 0 | 0 | 0 | 0 | 0 | 0 | 0 | 0
| SPS1 | CH | Fuel input for heat generation from CHPs and heat plants¦On-site CHPs¦Oil¦Synthetic liquids¦Industrial CHPs oil | PJ/yr. | 0 | 0 | 0 | 0 | 0 | 0 | 0 | 0 | 0 | 0 | 0 | 0
| SPS1 | CH | Fuel input for heat generation from CHPs and heat plants¦On-site CHPs¦Gas | PJ/yr. | 3.8407 | 3.0041 | 3.6279 | 3.44 | 3.6412 | 2.6669 | 1.6081 | 1.8573 | 3.0066 | 2.9965 | 3.486 | 3.69
| SPS1 | CH | Fuel input for heat generation from CHPs and heat plants¦On-site CHPs¦Gas¦Industrial CHPs gas | PJ/yr. | 1.0754 | 0.13512 | 0.094924 | 0.22502 | 0.62952 | 0.47394 | 0.1531 | 0.29726 | 1.0168 | 0.85707 | 1.0259 | 1.0462
| SPS1 | CH | Fuel input for heat generation from CHPs and heat plants¦On-site CHPs¦Gas¦Industrial CHPs gas (CCS) | PJ/yr. | 0 | 0 | 0 | 0 | 0 | 0.012422 | 0.013487 | 0.11627 | 0.39657 | 0.33514 | 0.40188 | 0.4124
| SPS1 | CH | Fuel input for heat generation from CHPs and heat plants¦On-site CHPs¦Gas¦Industrial CHPs fuel cells (gas reformer) | PJ/yr. | 0 | 0 | 0 | 0 | 0 | 0 | 0 | 0 | 0 | 0 | 0 | 0
| SPS1 | CH | Fuel input for heat generation from CHPs and heat plants¦On-site CHPs¦Gas¦Residential single family CHPs gas | PJ/yr. | 0.11306 | 0.032308 | 0.077984 | 0.05403 | 0.047435 | 0.022534 | 0 | 0 | 0.036992 | 0.059502 | 0.10046 | 0.11963
| SPS1 | CH | Fuel input for heat generation from CHPs and heat plants¦On-site CHPs¦Gas¦Residential single family CHPs fuel cells gas | PJ/yr. | 0 | 0 | 0 | 0 | 0 | 0 | 0 | 0 | 0 | 0 | 0 | 0
| SPS1 | CH | Fuel input for heat generation from CHPs and heat plants¦On-site CHPs¦Gas¦Residential multi family CHPs gas | PJ/yr. | 0.13076 | 0.09479 | 0.39665 | 0.3684 | 0.36423 | 0.16686 | 0 | 0 | 0.071003 | 0.25172 | 0.3325 | 0.46207
| SPS1 | CH | Fuel input for heat generation from CHPs and heat plants¦On-site CHPs¦Gas¦Residential multi family CHPs fuel cells gas | PJ/yr. | 0 | 0 | 0 | 0 | 0 | 0 | 0 | 0 | 0 | 0 | 0 | 0
| SPS1 | CH | Fuel input for heat generation from CHPs and heat plants¦On-site CHPs¦Gas¦Services sectors CHPs (bio)gas | PJ/yr. | 1.5807 | 1.7936 | 1.7909 | 1.697 | 1.5822 | 1.446 | 1.4416 | 1.4437 | 1.4471 | 1.4474 | 1.5831 | 1.5831
| SPS1 | CH | Fuel input for heat generation from CHPs and heat plants¦On-site CHPs¦Gas¦Services sectors CHPs gas | PJ/yr. | 0.94074 | 0.9483 | 1.2675 | 1.0955 | 1.0177 | 0.54514 | 0 | 0 | 0.034474 | 0.04065 | 0.037828 | 0.058881
| SPS1 | CH | Fuel input for heat generation from CHPs and heat plants¦On-site CHPs¦Gas¦Services sectors CHPs fuel cells (gas reformer) | PJ/yr. | 0 | 0 | 0 | 0 | 0 | 0 | 0 | 0 | 0.0037621 | 0.0049399 | 0.004341 | 0.0076917
| SPS1 | CH | Fuel input for heat generation from CHPs and heat plants¦On-site CHPs¦Gas¦Fossil gases | PJ/yr. | 2.2023 | 1.1627 | 1.7793 | 1.7177 | 1.9422 | 1.0571 | 0.074496 | 0.041797 | 0.091807 | 0.12828 | 0.19327 | 0.23561
| SPS1 | CH | Fuel input for heat generation from CHPs and heat plants¦On-site CHPs¦Gas¦Fossil gases¦Industrial CHPs gas | PJ/yr. | 1.048 | 0.12978 | 0.09194 | 0.22176 | 0.59382 | 0.41036 | 0.068465 | 0.030045 | 0.059854 | 0.070977 | 0.1042 | 0.117
| SPS1 | CH | Fuel input for heat generation from CHPs and heat plants¦On-site CHPs¦Gas¦Fossil gases¦Industrial CHPs gas (CCS) | PJ/yr. | 0 | 0 | 0 | 0 | 0 | 0.010755 | 0.0060311 | 0.011752 | 0.023345 | 0.027754 | 0.040818 | 0.046119
| SPS1 | CH | Fuel input for heat generation from CHPs and heat plants¦On-site CHPs¦Gas¦Fossil gases¦Industrial CHPs fuel cells (gas reformer) | PJ/yr. | 0 | 0 | 0 | 0 | 0 | 0 | 0 | 0 | 0 | 0 | 0 | 0
| SPS1 | CH | Fuel input for heat generation from CHPs and heat plants¦On-site CHPs¦Gas¦Fossil gases¦Residential single family CHPs gas | PJ/yr. | 0.11017 | 0.031031 | 0.075533 | 0.053247 | 0.044745 | 0.019511 | 0 | 0 | 0.0021776 | 0.0049276 | 0.010203 | 0.013378
| SPS1 | CH | Fuel input for heat generation from CHPs and heat plants¦On-site CHPs¦Gas¦Fossil gases¦Residential single family CHPs fuel cells gas | PJ/yr. | 0 | 0 | 0 | 0 | 0 | 0 | 0 | 0 | 0 | 0 | 0 | 0
| SPS1 | CH | Fuel input for heat generation from CHPs and heat plants¦On-site CHPs¦Gas¦Fossil gases¦Residential multi family CHPs gas | PJ/yr. | 0.12742 | 0.091043 | 0.38419 | 0.36306 | 0.34358 | 0.14448 | 0 | 0 | 0.0041797 | 0.020846 | 0.03377 | 0.051673
| SPS1 | CH | Fuel input for heat generation from CHPs and heat plants¦On-site CHPs¦Gas¦Fossil gases¦Residential multi family CHPs fuel cells gas | PJ/yr. | 0 | 0 | 0 | 0 | 0 | 0 | 0 | 0 | 0 | 0 | 0 | 0
| SPS1 | CH | Fuel input for heat generation from CHPs and heat plants¦On-site CHPs¦Gas¦Fossil gases¦Services sectors CHPs (bio)gas | PJ/yr. | 0 | 0 | 0 | 0 | 0 | 0 | 0 | 0 | 0 | 0 | 0 | 0
| SPS1 | CH | Fuel input for heat generation from CHPs and heat plants¦On-site CHPs¦Gas¦Fossil gases¦Services sectors CHPs gas | PJ/yr. | 0.91672 | 0.91082 | 1.2277 | 1.0796 | 0.96003 | 0.47201 | 0 | 0 | 0.0020294 | 0.0033663 | 0.003842 | 0.0065846
| SPS1 | CH | Fuel input for heat generation from CHPs and heat plants¦On-site CHPs¦Gas¦Fossil gases¦Services sectors CHPs fuel cells (gas reformer) | PJ/yr. | 0 | 0 | 0 | 0 | 0 | 0 | 0 | 0 | 0.00022146 | 0.00040909 | 0.0004409 | 0.00086015
| SPS1 | CH | Fuel input for heat generation from CHPs and heat plants¦On-site CHPs¦Gas¦Synthetic gases | PJ/yr. | 1.6384 | 1.8414 | 1.8486 | 1.7223 | 1.699 | 1.6098 | 1.5336 | 1.8155 | 2.9148 | 2.8682 | 3.2927 | 3.4544
| SPS1 | CH | Fuel input for heat generation from CHPs and heat plants¦On-site CHPs¦Gas¦Synthetic gases¦Industrial CHPs gas | PJ/yr. | 0.027459 | 0.0053403 | 0.0029835 | 0.0032642 | 0.035699 | 0.063578 | 0.084633 | 0.26721 | 0.9569 | 0.7861 | 0.92169 | 0.92923
| SPS1 | CH | Fuel input for heat generation from CHPs and heat plants¦On-site CHPs¦Gas¦Synthetic gases¦Industrial CHPs gas (CCS) | PJ/yr. | 0 | 0 | 0 | 0 | 0 | 0.0016663 | 0.0074554 | 0.10451 | 0.37323 | 0.30738 | 0.36107 | 0.36629
| SPS1 | CH | Fuel input for heat generation from CHPs and heat plants¦On-site CHPs¦Gas¦Synthetic gases¦Industrial CHPs fuel cells (gas reformer) | PJ/yr. | 0 | 0 | 0 | 0 | 0 | 0 | 0 | 0 | 0 | 0 | 0 | 0
| SPS1 | CH | Fuel input for heat generation from CHPs and heat plants¦On-site CHPs¦Gas¦Synthetic gases¦Residential single family CHPs gas | PJ/yr. | 0.0028866 | 0.0012769 | 0.002451 | 0.00078376 | 0.0026899 | 0.0030229 | 0 | 0 | 0.034814 | 0.054575 | 0.090258 | 0.10625
| SPS1 | CH | Fuel input for heat generation from CHPs and heat plants¦On-site CHPs¦Gas¦Synthetic gases¦Residential single family CHPs fuel cells gas | PJ/yr. | 0 | 0 | 0 | 0 | 0 | 0 | 0 | 0 | 0 | 0 | 0 | 0
| SPS1 | CH | Fuel input for heat generation from CHPs and heat plants¦On-site CHPs¦Gas¦Synthetic gases¦Residential multi family CHPs gas | PJ/yr. | 0.0033387 | 0.0037464 | 0.012467 | 0.0053441 | 0.020655 | 0.022384 | 0 | 0 | 0.066823 | 0.23088 | 0.29873 | 0.4104
| SPS1 | CH | Fuel input for heat generation from CHPs and heat plants¦On-site CHPs¦Gas¦Synthetic gases¦Residential multi family CHPs fuel cells gas | PJ/yr. | 0 | 0 | 0 | 0 | 0 | 0 | 0 | 0 | 0 | 0 | 0 | 0
| SPS1 | CH | Fuel input for heat generation from CHPs and heat plants¦On-site CHPs¦Gas¦Synthetic gases¦Services sectors CHPs (bio)gas | PJ/yr. | 1.5807 | 1.7936 | 1.7909 | 1.697 | 1.5822 | 1.446 | 1.4416 | 1.4437 | 1.4471 | 1.4474 | 1.5831 | 1.5831
| SPS1 | CH | Fuel input for heat generation from CHPs and heat plants¦On-site CHPs¦Gas¦Synthetic gases¦Services sectors CHPs gas | PJ/yr. | 0.02402 | 0.03748 | 0.039838 | 0.015891 | 0.057715 | 0.073129 | 0 | 0 | 0.032445 | 0.037283 | 0.033986 | 0.052296
| SPS1 | CH | Fuel input for heat generation from CHPs and heat plants¦On-site CHPs¦Gas¦Synthetic gases¦Services sectors CHPs fuel cells (gas reformer) | PJ/yr. | 0 | 0 | 0 | 0 | 0 | 0 | 0 | 0 | 0.0035407 | 0.0045308 | 0.0039001 | 0.0068316
| SPS1 | CH | Fuel input for heat generation from CHPs and heat plants¦On-site CHPs¦Wastes | PJ/yr. | 3.3179 | 3.4972 | 4.7998 | 4.6786 | 4.5426 | 4.4925 | 5.2528 | 11.6497 | 10.6177 | 10.6191 | 10.6264 | 10.6299
| SPS1 | CH | Fuel input for heat generation from CHPs and heat plants¦On-site CHPs¦Wastes¦Industrial CHPs wastes | PJ/yr. | 3.3179 | 3.4972 | 4.7998 | 4.6786 | 4.5426 | 4.0245 | 0.031064 | 0.010544 | 0.017088 | 0.013619 | 0.0074628 | 0.0041413
| SPS1 | CH | Fuel input for heat generation from CHPs and heat plants¦On-site CHPs¦Wastes¦Industrial CHPs wastes CCS | PJ/yr. | 0 | 0 | 0 | 0 | 0 | 0.46798 | 5.2218 | 11.6391 | 10.6006 | 10.6054 | 10.6189 | 10.6258
| SPS1 | CH | Fuel input for heat generation from CHPs and heat plants¦On-site CHPs¦Wastes¦Renewable | PJ/yr. | 0 | 0 | 0 | 0 | 0 | 0 | 0 | 0 | 0 | 0 | 0 | 0
| SPS1 | CH | Fuel input for heat generation from CHPs and heat plants¦On-site CHPs¦Wastes¦Renewable¦Industrial CHPs wastes | PJ/yr. | 0 | 0 | 0 | 0 | 0 | 0 | 0 | 0 | 0 | 0 | 0 | 0
| SPS1 | CH | Fuel input for heat generation from CHPs and heat plants¦On-site CHPs¦Wastes¦Renewable¦Industrial CHPs wastes CCS | PJ/yr. | 0 | 0 | 0 | 0 | 0 | 0 | 0 | 0 | 0 | 0 | 0 | 0
| SPS1 | CH | Fuel input for heat generation from CHPs and heat plants¦On-site CHPs¦Wastes¦Non Renewable | PJ/yr. | 3.3179 | 3.4972 | 4.7998 | 4.6786 | 4.5426 | 4.4925 | 5.2528 | 11.6497 | 10.6177 | 10.6191 | 10.6264 | 10.6299
| SPS1 | CH | Fuel input for heat generation from CHPs and heat plants¦On-site CHPs¦Wastes¦Non Renewable¦Industrial CHPs wastes | PJ/yr. | 3.3179 | 3.4972 | 4.7998 | 4.6786 | 4.5426 | 4.0245 | 0.031064 | 0.010544 | 0.017088 | 0.013619 | 0.0074628 | 0.0041413
| SPS1 | CH | Fuel input for heat generation from CHPs and heat plants¦On-site CHPs¦Wastes¦Non Renewable¦Industrial CHPs wastes CCS | PJ/yr. | 0 | 0 | 0 | 0 | 0 | 0.46798 | 5.2218 | 11.6391 | 10.6006 | 10.6054 | 10.6189 | 10.6258
| SPS1 | CH | Fuel input for heat generation from CHPs and heat plants¦On-site CHPs¦Wood | PJ/yr. | 0.69319 | 1.6976 | 3.3977 | 3.6267 | 3.6661 | 5.5485 | 8.4713 | 9.8262 | 9.0337 | 8.886 | 8.7477 | 8.7096
| SPS1 | CH | Fuel input for heat generation from CHPs and heat plants¦On-site CHPs¦Wood¦Industrial CHPs wood | PJ/yr. | 0.69319 | 1.6976 | 3.3977 | 3.5733 | 3.5606 | 1.8258 | 0.80976 | 0.7845 | 0.028024 | 0.018946 | 0.014753 | 0.020592
| SPS1 | CH | Fuel input for heat generation from CHPs and heat plants¦On-site CHPs¦Wood¦Industrial CHPs wood (CCS) | PJ/yr. | 0 | 0 | 0 | 0 | 0 | 3.4287 | 7.2266 | 8.3941 | 8.3588 | 8.4004 | 8.3938 | 8.4001
| SPS1 | CH | Fuel input for heat generation from CHPs and heat plants¦On-site CHPs¦Wood¦Residential single family CHPs wood | PJ/yr. | 0 | 0 | 0 | 0.018665 | 0.036123 | 0.057227 | 0.056231 | 0.09113 | 0.071321 | 0.066876 | 0.054043 | 0.077094
| SPS1 | CH | Fuel input for heat generation from CHPs and heat plants¦On-site CHPs¦Wood¦Residential multi family CHPs wood | PJ/yr. | 0 | 0 | 0 | 0.023911 | 0.051523 | 0.20855 | 0.35478 | 0.53717 | 0.53275 | 0.37126 | 0.26137 | 0.17397
| SPS1 | CH | Fuel input for heat generation from CHPs and heat plants¦On-site CHPs¦Wood¦Services sectors CHPs wood | PJ/yr. | 0 | 0 | 0 | 0.010888 | 0.017826 | 0.028153 | 0.023996 | 0.019265 | 0.042762 | 0.028505 | 0.02365 | 0.037853
| SPS1 | CH | Fuel input for heat generation from CHPs and heat plants¦On-site CHPs¦Hydrogen | PJ/yr. | 0 | 0 | 0 | 0.0097103 | 0.43149 | 0.27483 | 0.24641 | 0.82245 | 1.3053 | 1.3154 | 1.8538 | 1.8572
| SPS1 | CH | Fuel input for heat generation from CHPs and heat plants¦On-site CHPs¦Hydrogen¦Industrial CHPs fuel cells (hydrogen) | PJ/yr. | 0 | 0 | 0 | 0 | 0.4047 | 0.25159 | 0.22779 | 0.76823 | 1.2232 | 1.2411 | 1.7473 | 1.7474
| SPS1 | CH | Fuel input for heat generation from CHPs and heat plants¦On-site CHPs¦Hydrogen¦Services sectors CHPs fuel cells (hydrogen) | PJ/yr. | 0 | 0 | 0 | 0.0097103 | 0.026785 | 0.023242 | 0.018625 | 0.054215 | 0.082057 | 0.074292 | 0.10644 | 0.10984
| SPS1 | CH | Efficiency of power plants (electric) | % | bar: 2020 to 2070
| SPS1 | CH | Efficiency of power plants (electric)¦Nuclear Fuel¦Nuclear power plants | % | 32.98% | 32.67% | 32.6% | 32.99% | 33.03% | 33.16% | - | - | 31.01% | 28.4% | 30% | 30.05%
| SPS1 | CH | Efficiency of power plants (electric)¦Hydro¦Hydro Large | % | 100% | 100% | 100% | 100% | 100% | 100% | 100% | 100% | 100% | 100% | 100% | 100%
| SPS1 | CH | Efficiency of power plants (electric)¦Hydro¦Hydro Run of River | % | 100% | 100% | 100% | 100% | 100% | 100% | 100% | 100% | 100% | 100% | 100% | 100%
| SPS1 | CH | Efficiency of power plants (electric)¦Hydro¦Pump storage | % | 80% | 80% | 80% | 80% | 80% | 80% | 80% | 80% | 80% | 80% | 80% | 80%
| SPS1 | CH | Efficiency of power plants (electric)¦Oil¦Peak devices | % | 24.32% | 0.06509% | 30.09% | 25.12% | 28.8% | 34.54% | 31.71% | 26.6% | 28.2% | 28.69% | 28.56% | 28.87%
| SPS1 | CH | Efficiency of power plants (electric)¦Oil¦CHP Oil (for District Heating) | % | 3.06% | 0.04724% | 9.668% | 9.355% | 9.551% | 10.11% | 10.47% | 6.546% | 7.714% | 8.065% | 7.964% | 7.745%
| SPS1 | CH | Efficiency of power plants (electric)¦Oil¦Industrial CHPs oil | % | 21.38% | 24.59% | 21.72% | 26.3% | 26.29% | - | - | - | 23.02% | 22.76% | 23.07% | 22.48%
| SPS1 | CH | Efficiency of power plants (electric)¦Gas¦Gas turbines combined cycle | % | - | - | - | - | - | 52.29% | 54.97% | 55.61% | 52.15% | 51.21% | 51.97% | 51.12%
| SPS1 | CH | Efficiency of power plants (electric)¦Gas¦Gas turbines open cycle | % | - | - | - | - | - | 24.51% | 36.69% | 39.65% | 38.92% | 38.06% | 38.56% | 38.08%
| SPS1 | CH | Efficiency of power plants (electric)¦Gas¦Gas turbines combined cycle CCS | % | - | - | - | - | - | - | 52.56% | 51.99% | 54.76% | 54.6% | 54.59% | 54.58%
| SPS1 | CH | Efficiency of power plants (electric)¦Gas¦CHP Gas (for District Heating) | % | 25.65% | 18.3% | 22.23% | - | - | 0% | - | - | 0% | 0% | 0% | 0%
| SPS1 | CH | Efficiency of power plants (electric)¦Gas¦CHP Fuel Cell Gas (for District Heating) | % | bar: 2020 to 2070
| SPS1 | CH | Efficiency of power plants (electric)¦Gas¦Industrial CHPs gas | % | 34.03% | 34.95% | 33.69% | 35.9% | 35.73% | 34.71% | 32.16% | 21.77% | 21.57% | 21.67% | 21.53% | 21.12%
| SPS1 | CH | Efficiency of power plants (electric)¦Gas¦Industrial CHPs gas (CCS) | % | - | - | - | - | - | 28.11% | 29.24% | 32.21% | 31.98% | 32.05% | 31.79% | 30.98%
| SPS1 | CH | Efficiency of power plants (electric)¦Gas¦Industrial CHPs fuel cells (gas reformer) | % | bar: 2020 to 2070
| SPS1 | CH | Efficiency of power plants (electric)¦Gas¦Residential single family CHPs gas | % | 14.07% | 26.62% | 20.25% | 23.52% | 21.22% | 24.21% | - | - | 25.77% | 25.78% | 27.48% | 26.58%
| SPS1 | CH | Efficiency of power plants (electric)¦Gas¦Residential single family CHPs fuel cells gas | % | - | - | - | - | - | - | - | - | 45% | 45% | 45% | 45%
| SPS1 | CH | Efficiency of power plants (electric)¦Gas¦Residential multi family CHPs gas | % | 16.9% | 28.99% | 28.02% | 29.3% | 29.2% | 29.85% | - | - | 29.02% | 30.15% | 30.44% | 30.26%
| SPS1 | CH | Efficiency of power plants (electric)¦Gas¦Residential multi family CHPs fuel cells gas | % | - | - | - | - | - | - | - | - | 45% | 45% | 45% | 45%
| SPS1 | CH | Efficiency of power plants (electric)¦Gas¦Services sectors CHPs (bio)gas | % | 36.27% | 36.29% | 36.31% | 36.45% | 36.81% | 37.4% | 37.93% | 38.47% | 38.38% | 38.37% | 38.23% | 38.24%
| SPS1 | CH | Efficiency of power plants (electric)¦Gas¦Services sectors CHPs gas | % | 34% | 35.99% | 35.74% | 35.88% | 35.71% | 35.88% | - | - | 33.92% | 33.32% | 33.63% | 33.2%
| SPS1 | CH | Efficiency of power plants (electric)¦Gas¦Services sectors CHPs fuel cells (gas reformer) | % | - | - | - | - | - | - | - | - | 62% | 62% | 62% | 62%
| SPS1 | CH | Efficiency of power plants (electric)¦Wastes¦Wastes Incineration (electric only) | % | 35.75% | 35.75% | 35.75% | 35.75% | 35.75% | 35.75% | 35.75% | 35.75% | 35.75% | 35.75% | 35.75% | 35.75%
| SPS1 | CH | Efficiency of power plants (electric)¦Wastes¦Wastes Incineration (electric only) CCS | % | - | - | - | - | - | 33.47% | 33.81% | 34.14% | 34.14% | 34.14% | 34.14% | 34.14%
| SPS1 | CH | Efficiency of power plants (electric)¦Wastes¦CHP Wastes (for District Heating) | % | 3.838% | 3.763% | 3.779% | 3.747% | 3.743% | 3.41% | 2.885% | 2.611% | 2.508% | 2.435% | 2.429% | 2.43%
| SPS1 | CH | Efficiency of power plants (electric)¦Wastes¦CHP Wastes (for District Heating) CCS | % | - | - | - | - | - | 4.824% | 5.112% | 5.4% | 5.4% | 5.4% | 5.4% | 5.4%
| SPS1 | CH | Efficiency of power plants (electric)¦Wastes¦Industrial CHPs wastes | % | 6.198% | 6.198% | 6.197% | 6.197% | 6.197% | 6.197% | 6.197% | 6.197% | 6.197% | 6.197% | 6.197% | 6.197%
| SPS1 | CH | Efficiency of power plants (electric)¦Wastes¦Industrial CHPs wastes CCS | % | - | - | - | - | - | 4.788% | 4.682% | 4.543% | 4.543% | 4.543% | 4.543% | 4.543%
| SPS1 | CH | Efficiency of power plants (electric)¦Wood¦CHP Wood (for District Heating) | % | 24.38% | 19.31% | 25.83% | 23.04% | 24.14% | 30.5% | 30.6% | 30.61% | 30.52% | 30.51% | 30.55% | 30.49%
| SPS1 | CH | Efficiency of power plants (electric)¦Wood¦Biomass with CCS (BECCS) | % | - | - | - | - | - | 10.8% | 15.97% | 14.35% | 26.19% | 26.1% | 26.15% | 25.64%
| SPS1 | CH | Efficiency of power plants (electric)¦Wood¦Industrial CHPs wood | % | 19.75% | 22.58% | 25.21% | 29.47% | 29.19% | 35.22% | 35.95% | 36.72% | 32.79% | 26.25% | 30.56% | 24.24%
| SPS1 | CH | Efficiency of power plants (electric)¦Wood¦Industrial CHPs wood (CCS) | % | - | - | - | - | - | 33.53% | 34.21% | 34.89% | 34.84% | 34.86% | 34.89% | 34.86%
| SPS1 | CH | Efficiency of power plants (electric)¦Wood¦Residential single family CHPs wood | % | - | - | - | 17.23% | 18.53% | 23.4% | 24.2% | 25.94% | 24.17% | 21.93% | 23.94% | 21.33%
| SPS1 | CH | Efficiency of power plants (electric)¦Wood¦Residential multi family CHPs wood | % | - | - | - | 20.27% | 21.96% | 26.8% | 27.67% | 28.43% | 28.17% | 27.61% | 27.96% | 25.98%
| SPS1 | CH | Efficiency of power plants (electric)¦Wood¦Services sectors CHPs wood | % | - | - | - | 25.09% | 25.31% | 32.63% | 33.33% | 34.95% | 34.32% | 30.14% | 33.1% | 30.28%
| SPS1 | CH | Efficiency of power plants (electric)¦Wind¦Wind turbines | % | 100% | 100% | 100% | 100% | 100% | 100% | 100% | 100% | 100% | 100% | 100% | 100%
| SPS1 | CH | Efficiency of power plants (electric)¦Solar¦Solar PV (large scale) | % | 100% | 100% | 100% | 100% | 100% | 100% | 100% | 100% | 100% | 100% | 100% | 100%
| SPS1 | CH | Efficiency of power plants (electric)¦Solar¦Solar PV (Industry) | % | 100% | 100% | 100% | 100% | 100% | 100% | 100% | 100% | 100% | 100% | 100% | 100%
| SPS1 | CH | Efficiency of power plants (electric)¦Solar¦Solar PV (Residential single family) | % | 100% | 100% | 100% | 100% | 100% | 100% | 100% | 100% | 100% | 100% | 100% | 100%
| SPS1 | CH | Efficiency of power plants (electric)¦Solar¦Solar PV (Residential multi family) | % | 100% | 100% | 100% | 100% | 100% | 100% | 100% | 100% | 100% | 100% | 100% | 100%
| SPS1 | CH | Efficiency of power plants (electric)¦Solar¦Solar PV (Services) | % | 100% | 100% | 100% | 100% | 100% | 100% | 100% | 100% | 100% | 100% | 100% | 100%
| SPS1 | CH | Efficiency of power plants (electric)¦Geothermal¦Deep geothermal | % | - | - | - | - | - | - | 15% | 15% | 15% | 15% | 15% | 15%
| SPS1 | CH | Efficiency of power plants (electric)¦Hydrogen¦CHP Fuel Cell Hydrogen (for District Heating) | % | - | - | - | - | - | 42% | 42% | 42% | 42% | 42% | 42% | 42%
| SPS1 | CH | Efficiency of power plants (electric)¦Hydrogen¦Industrial CHPs fuel cells (hydrogen) | % | - | - | - | - | 52.25% | 55% | 57.5% | 60% | 60% | 60% | 60% | 60%
| SPS1 | CH | Efficiency of power plants (electric)¦Hydrogen¦Services sectors CHPs fuel cells (hydrogen) | % | - | - | - | 47.5% | 50.75% | 54% | 55.75% | 57.5% | 57.5% | 57.5% | 57.5% | 57.5%
| SPS1 | CH | Efficiency of power plants (electric)¦Electricity storage (non hydro)¦CAES | % | 70% | 69.98% | 69.99% | 70% | 69.99% | 69.99% | 70% | 69.98% | 70% | 70% | 70% | 70%
| SPS1 | CH | Efficiency of power plants (electric)¦Electricity storage (non hydro)¦Battery storage large size centralised | % | 86.68% | 86.67% | 86.68% | 86.69% | 86.7% | 86.7% | 86.7% | 86.7% | 86.7% | 86.7% | 86.7% | 86.7%
| SPS1 | CH | Efficiency of power plants (electric)¦Electricity storage (non hydro)¦Battery storage medium size centralised | % | 89.4% | 89.39% | 89.4% | 89.4% | 89.42% | 89.43% | 89.43% | 89.43% | 89.43% | 89.43% | 89.43% | 89.43%
| SPS1 | CH | Efficiency of power plants (electric)¦Electricity storage (non hydro)¦Batteries in industry | % | 90.33% | 90.33% | 90.35% | 90.42% | 90.42% | 90.42% | 90.42% | 90.42% | 90.42% | 90.42% | 90.42% | 90.42%
| SPS1 | CH | Efficiency of power plants (electric)¦Electricity storage (non hydro)¦Batteries in residential single family houses | % | 90.34% | 90.34% | 90.36% | 90.42% | 90.42% | 90.42% | 90.42% | 90.42% | 90.42% | 90.42% | 90.42% | 90.42%
| SPS1 | CH | Efficiency of power plants (electric)¦Electricity storage (non hydro)¦Batteries in residential multi-family houses | % | 90.34% | 90.34% | 90.36% | 90.42% | 90.42% | 90.42% | 90.42% | 90.42% | 90.42% | 90.42% | 90.42% | 90.42%
| SPS1 | CH | Efficiency of power plants (electric)¦Electricity storage (non hydro)¦Batteries in Services sector | % | 90.34% | 90.34% | 90.36% | 90.42% | 90.42% | 90.42% | 90.42% | 90.42% | 90.42% | 90.42% | 90.42% | 90.42%
| SPS1 | CH | Efficiency of heat plants (thermal) | % | bar: 2020 to 2070
| SPS1 | CH | Efficiency of heat plants (thermal)¦District heating¦Heat plants¦Gas¦Heat plant gas | % | 59.93% | 62.39% | 55.59% | 38.08% | 38.08% | 38.08% | 38.08% | 38.08% | 38.08% | 38.08% | 38.08% | 38.08%
| SPS1 | CH | Efficiency of heat plants (thermal)¦District heating¦Heat plants¦Nuclear fuel¦Heat plant nuclear | % | 200% | 200% | 200% | 200% | 200% | - | - | - | - | - | - | -
| SPS1 | CH | Efficiency of heat plants (thermal)¦District heating¦Heat plants¦Oil¦Heat plant oil | % | 85.45% | 85.45% | 85.45% | 85.45% | 85.45% | 85.45% | 85.45% | 85.45% | 85.45% | 85.45% | 85.45% | 85.45%
| SPS1 | CH | Efficiency of heat plants (thermal)¦District heating¦Heat plants¦Wood¦Heat plant wood | % | 70% | 70% | 70% | 70% | 70% | 70% | 70% | 70% | 70% | 70% | 70% | 70%
| SPS1 | CH | Efficiency of heat plants (thermal)¦District heating¦Heat plants¦Solar¦Heat plant solar | % | - | - | - | 0.5 | 0.5 | 0.5 | 0.5 | 0.5 | 0.5 | 0.5 | 0.5 | 0.5
| SPS1 | CH | Efficiency of heat plants (thermal)¦District heating¦Heat plants¦Geothermal¦Heat plant deep geothermal | % | - | - | - | - | - | 0.85 | 0.85 | 0.85 | 0.85 | 0.85 | 0.85 | 0.85
| SPS1 | CH | Efficiency of heat plants (thermal)¦District heating¦Heat plants¦Electricity¦Centralised Heat pump | % | - | 300% | 300% | 300% | 300% | 300% | 300% | 300% | 300% | 300% | 300% | 300%
| SPS1 | CH | Domestic biodiesel production | PJ/yr. | 1.202 | 1.2032 | 2.8859e-05 | 0.0066997 | 0.00521 | 0.0045658 | 0.0041083 | 2.6058 | 3.9973 | 3.4073 | 3.9582 | 3.942
| SPS1 | CH | Domestic biodiesel production¦Wood | PJ/yr. | 1.202 | 1.2032 | 2.8859e-05 | 0.0066997 | 0.00521 | 0.0045658 | 0.0041083 | 2.6058 | 3.9973 | 3.4073 | 3.9582 | 3.942
| SPS1 | CH | Domestic biodiesel production¦Wood¦Fischer Tropsch | PJ/yr. | 1.202 | 1.2032 | 2.8859e-05 | 0.0066997 | 0.00521 | 0.0033973 | 0.0023529 | 0.00080516 | 0.00056108 | 0.026304 | 0.00066223 | 0.002136
| SPS1 | CH | Domestic biodiesel production¦Wood¦Fischer Tropsch CCS | PJ/yr. | 0 | 0 | 0 | 0 | 0 | 0.0011685 | 0.0017554 | 2.605 | 3.9967 | 3.381 | 3.9575 | 3.9399
| SPS1 | CH | Heat from domestic biodiesel production | PJ/yr. | 0.46878 | 0.46923 | 1.1255e-05 | 0.0026129 | 0.0020319 | 0.0017807 | 0.0016022 | 1.0163 | 1.5589 | 1.3288 | 1.5437 | 1.5374
| SPS1 | CH | Heat from domestic biodiesel production¦Wood | PJ/yr. | 0.46878 | 0.46923 | 1.1255e-05 | 0.0026129 | 0.0020319 | 0.0017807 | 0.0016022 | 1.0163 | 1.5589 | 1.3288 | 1.5437 | 1.5374
| SPS1 | CH | Heat from domestic biodiesel production¦Wood¦Fischer Tropsch | PJ/yr. | 0.46878 | 0.46923 | 1.1255e-05 | 0.0026129 | 0.0020319 | 0.0013249 | 0.00091761 | 0.00031401 | 0.00021882 | 0.010259 | 0.00025827 | 0.00083304
| SPS1 | CH | Heat from domestic biodiesel production¦Wood¦Fischer Tropsch CCS | PJ/yr. | 0 | 0 | 0 | 0 | 0 | 0.00045573 | 0.00068461 | 1.016 | 1.5587 | 1.3186 | 1.5434 | 1.5366
| SPS1 | CH | Fuel input for domestic biodiesel production | PJ/yr. | 3.5086 | 3.512 | 8.4241e-05 | 0.019556 | 0.015208 | 0.013397 | 0.012097 | 7.7616 | 11.9061 | 10.1472 | 11.7897 | 11.7414
| SPS1 | CH | Fuel input for domestic biodiesel production¦Wood | PJ/yr. | 3.4251 | 3.4284 | 8.2235e-05 | 0.019091 | 0.014846 | 0.01301 | 0.011707 | 7.4253 | 11.3902 | 9.709 | 11.2788 | 11.2328
| SPS1 | CH | Fuel input for domestic biodiesel production¦Wood¦Fischer Tropsch | PJ/yr. | 3.4251 | 3.4284 | 8.2235e-05 | 0.019091 | 0.014846 | 0.0096805 | 0.0067044 | 0.0022943 | 0.0015988 | 0.074954 | 0.001887 | 0.0060865
| SPS1 | CH | Fuel input for domestic biodiesel production¦Wood¦Fischer Tropsch CCS | PJ/yr. | 0 | 0 | 0 | 0 | 0 | 0.0033298 | 0.0050021 | 7.423 | 11.3886 | 9.6341 | 11.2769 | 11.2267
| SPS1 | CH | Fuel input for domestic biodiesel production¦Electricity | PJ/yr. | 0.083539 | 0.08362 | 2.0057e-06 | 0.00046563 | 0.0003621 | 0.00038694 | 0.0003901 | 0.33629 | 0.5159 | 0.43821 | 0.51085 | 0.50867
| SPS1 | CH | Fuel input for domestic biodiesel production¦Electricity¦Fischer Tropsch | PJ/yr. | 0.083539 | 0.08362 | 2.0057e-06 | 0.00046563 | 0.0003621 | 0.00023611 | 0.00016352 | 5.5959e-05 | 3.8995e-05 | 0.0018281 | 4.6025e-05 | 0.00014845
| SPS1 | CH | Fuel input for domestic biodiesel production¦Electricity¦Fischer Tropsch CCS | PJ/yr. | 0 | 0 | 0 | 0 | 0 | 0.00015083 | 0.00022657 | 0.33623 | 0.51586 | 0.43639 | 0.5108 | 0.50853
| SPS1 | CH | Efficiency for domestic biodiesel production | % | bar: 2020 to 2070
| SPS1 | CH | Efficiency for domestic biodiesel production¦Wood¦Fischer Tropsch | % | 47.62% | 47.62% | 47.62% | 47.62% | 47.62% | 47.62% | 47.62% | 47.62% | 47.62% | 47.62% | 47.62% | 47.62%
| SPS1 | CH | Efficiency for domestic biodiesel production¦Wood¦Fischer Tropsch CCS | % | - | - | - | - | - | 46.67% | 46.67% | 46.67% | 46.67% | 46.67% | 46.67% | 46.67%
| SPS1 | CH | Domestic ethanol production | PJ/yr. | 0.27501 | 0.056887 | 1.037 | 0.30807 | 0.00127 | 0.0013473 | 0.0015195 | 0.0010456 | 0.0018228 | 0.028074 | 0.0026726 | 0.0092689
| SPS1 | CH | Domestic ethanol production¦Wood | PJ/yr. | 0.27501 | 0.056887 | 1.037 | 0.30807 | 0.00127 | 0.0013473 | 0.0015195 | 0.0010456 | 0.0018228 | 0.028074 | 0.0026726 | 0.0092689
| SPS1 | CH | Domestic ethanol production¦Wood¦Ethanol reactor | PJ/yr. | 0.27501 | 0.056887 | 1.037 | 0.30807 | 0.00127 | 0.00083502 | 0.00074435 | 0.00041386 | 0.000781 | 0.010967 | 0.00091909 | 0.003074
| SPS1 | CH | Domestic ethanol production¦Wood¦Ethanol reactor with CCS | PJ/yr. | 0 | 0 | 0 | 0 | 0 | 0.00051228 | 0.00077516 | 0.00063175 | 0.0010418 | 0.017107 | 0.0017535 | 0.0061949
| SPS1 | CH | Fuel input for domestic ethanol production | PJ/yr. | 1.0258 | 0.21219 | 3.8681 | 1.1491 | 0.0047373 | 0.0052611 | 0.0060244 | 0.0041907 | 0.0072782 | 0.11259 | 0.010775 | 0.037423
| SPS1 | CH | Fuel input for domestic ethanol production¦Wood | PJ/yr. | 0.57478 | 0.11889 | 2.1674 | 0.64386 | 0.0026544 | 0.0028159 | 0.0031758 | 0.0021853 | 0.0038096 | 0.058675 | 0.0055857 | 0.019372
| SPS1 | CH | Fuel input for domestic ethanol production¦Wood¦Ethanol reactor | PJ/yr. | 0.57478 | 0.11889 | 2.1674 | 0.64386 | 0.0026544 | 0.0017452 | 0.0015557 | 0.00086496 | 0.0016323 | 0.022922 | 0.0019209 | 0.0064246
| SPS1 | CH | Fuel input for domestic ethanol production¦Wood¦Ethanol reactor CCS | PJ/yr. | 0 | 0 | 0 | 0 | 0 | 0.0010707 | 0.0016201 | 0.0013204 | 0.0021773 | 0.035753 | 0.0036648 | 0.012947
| SPS1 | CH | Fuel input for domestic ethanol production¦Electricity | PJ/yr. | 0.45102 | 0.093295 | 1.7007 | 0.50523 | 0.0020829 | 0.0024452 | 0.0028486 | 0.0020054 | 0.0034686 | 0.053911 | 0.0051896 | 0.018051
| SPS1 | CH | Fuel input for domestic ethanol production¦Electricity¦Ethanol reactor | PJ/yr. | 0.45102 | 0.093295 | 1.7007 | 0.50523 | 0.0020829 | 0.0013694 | 0.0012207 | 0.00067872 | 0.0012808 | 0.017987 | 0.0015073 | 0.0050413
| SPS1 | CH | Fuel input for domestic ethanol production¦Electricity¦Ethanol reactor CCS | PJ/yr. | 0 | 0 | 0 | 0 | 0 | 0.0010758 | 0.0016278 | 0.0013267 | 0.0021877 | 0.035924 | 0.0036823 | 0.013009
| SPS1 | CH | Efficiency for domestic ethanol production | % | bar: 2020 to 2070
| SPS1 | CH | Efficiency for domestic ethanol production¦Wood¦Ethanol reactor | % | 26.81% | 0.2681 | 0.2681 | 0.2681 | 0.2681 | 0.2681 | 0.2681 | 0.2681 | 0.2681 | 0.2681 | 0.2681 | 0.2681
| SPS1 | CH | Efficiency for domestic ethanol production¦Wood¦Ethanol reactor CCS | % | - | - | - | - | - | 0.23866 | 0.23866 | 0.23866 | 0.23866 | 0.23866 | 0.23866 | 0.23866
| SPS1 | CH | Domestic biogas production | PJ/yr. | 6.9575 | 9.6831 | 9.7122 | 10.1927 | 10.1815 | 12.8148 | 13.724 | 18.3639 | 19.1068 | 19.8411 | 19.8414 | 19.869
| SPS1 | CH | Domestic biogas production¦Manure¦Fermentation | PJ/yr. | 1.328 | 3.9344 | 4.3848 | 4.3848 | 4.3848 | 4.3953 | 4.4982 | 8.3903 | 8.3903 | 8.3903 | 8.3903 | 8.3905
| SPS1 | CH | Domestic biogas production¦Wastes¦Renewable | PJ/yr. | 5.6294 | 5.7479 | 5.3274 | 5.805 | 5.7929 | 8.4152 | 9.2208 | 9.9639 | 10.707 | 11.4401 | 11.4388 | 11.4392
| SPS1 | CH | Domestic biogas production¦Wastes¦Renewable¦Gasification | PJ/yr. | 5.6294 | 5.7479 | 5.3274 | 5.805 | 5.7929 | 8.4095 | 9.2133 | 9.8446 | 10.6006 | 11.3185 | 11.3991 | 11.4045
| SPS1 | CH | Domestic biogas production¦Wastes¦Renewable¦Gasification CCS | PJ/yr. | 0 | 0 | 0 | 0 | 0 | 0 | 0 | 0 | 0 | 0 | 0 | 0
| SPS1 | CH | Domestic biogas production¦Wastes¦Renewable¦Hydrothermal gasification | PJ/yr. | 0 | 0 | 0 | 0 | 0 | 0.0046074 | 0.0064791 | 0.10768 | 0.10214 | 0.11002 | 0.030019 | 0.025762
| SPS1 | CH | Domestic biogas production¦Wastes¦Renewable¦Hydrothermal gasification CCS | PJ/yr. | 0 | 0 | 0 | 0 | 0 | 0.0011167 | 0.0010465 | 0.01165 | 0.0042492 | 0.011612 | 0.0096764 | 0.0089563
| SPS1 | CH | Domestic biogas production¦Wood | PJ/yr. | 0 | 0.00083086 | 3.6771e-05 | 0.0029547 | 0.0038333 | 0.004298 | 0.0048879 | 0.0096997 | 0.0095186 | 0.010672 | 0.012319 | 0.039318
| SPS1 | CH | Domestic biogas production¦Wood¦Gasification | PJ/yr. | 0 | 0.00083086 | 3.6771e-05 | 0.0029547 | 0.0038333 | 0.0021472 | 0.0022425 | 0.0020788 | 0.0026657 | 0.0022017 | 0.0030666 | 0.015347
| SPS1 | CH | Domestic biogas production¦Wood¦Gasification CCS | PJ/yr. | 0 | 0 | 0 | 0 | 0 | 0.0021508 | 0.0026454 | 0.0076209 | 0.006853 | 0.0084704 | 0.0092521 | 0.023971
| SPS1 | CH | Electricity from domestic biogas production | PJ/yr. | 0.11259 | 0.11499 | 0.10655 | 0.11622 | 0.11601 | 0.16838 | 0.18447 | 0.19728 | 0.2124 | 0.22681 | 0.22847 | 0.22966
| SPS1 | CH | Electricity from domestic biogas production¦Manure¦Fermentation | PJ/yr. | 0 | 0 | 0 | 0 | 0 | 0 | 0 | 0 | 0 | 0 | 0 | 0
| SPS1 | CH | Electricity from domestic biogas production¦Wastes¦Renewable¦Total | PJ/yr. | 0.11259 | 0.11496 | 0.10655 | 0.1161 | 0.11586 | 0.16819 | 0.18427 | 0.19689 | 0.21201 | 0.22637 | 0.22798 | 0.22809
| SPS1 | CH | Electricity from domestic biogas production¦Wastes¦Renewable¦Gasification | PJ/yr. | 0.11259 | 0.11496 | 0.10655 | 0.1161 | 0.11586 | 0.16819 | 0.18427 | 0.19689 | 0.21201 | 0.22637 | 0.22798 | 0.22809
| SPS1 | CH | Electricity from domestic biogas production¦Wastes¦Renewable¦Gasification CCS | PJ/yr. | 0 | 0 | 0 | 0 | 0 | 0 | 0 | 0 | 0 | 0 | 0 | 0
| SPS1 | CH | Electricity from domestic biogas production¦Wastes¦Renewable¦Hydrothermal gasification | PJ/yr. | 0 | 0 | 0 | 0 | 0 | 0 | 0 | 0 | 0 | 0 | 0 | 0
| SPS1 | CH | Electricity from domestic biogas production¦Wastes¦Renewable¦Hydrothermal gasification CCS | PJ/yr. | 0 | 0 | 0 | 0 | 0 | 0 | 0 | 0 | 0 | 0 | 0 | 0
| SPS1 | CH | Electricity from domestic biogas production¦Wood | PJ/yr. | 0 | 3.3234e-05 | 0 | 0.00011819 | 0.00015333 | 0.00018995 | 0.00020751 | 0.00038938 | 0.00038796 | 0.00044086 | 0.00049328 | 0.0015727
| SPS1 | CH | Electricity from domestic biogas production¦Wood¦Gasification | PJ/yr. | 0 | 3.3234e-05 | 0 | 0.00011819 | 0.00015333 | 8.5888e-05 | 8.9699e-05 | 8.3151e-05 | 0.00010663 | 8.807e-05 | 0.00012266 | 0.00061389
| SPS1 | CH | Electricity from domestic biogas production¦Wood¦Gasification CCS | PJ/yr. | 0 | 0 | 0 | 0 | 0 | 0.00010406 | 0.00011782 | 0.00030623 | 0.00028133 | 0.00035279 | 0.00037062 | 0.00095884
| SPS1 | CH | Heat from domestic biogas production | PJ/yr. | 0 | 9.9703e-05 | 4.4125e-06 | 0.00035456 | 0.00046 | 0.00052207 | 0.00058908 | 0.001164 | 0.0011422 | 0.0012812 | 0.0014782 | 0.0047182
| SPS1 | CH | Heat from domestic biogas production¦Manure¦Fermentation | PJ/yr. | 0 | 0 | 0 | 0 | 0 | 0 | 0 | 0 | 0 | 0 | 0 | 0
| SPS1 | CH | Heat from domestic biogas production¦Wastes¦Renewable | PJ/yr. | 0 | 0 | 0 | 0 | 0 | 0 | 0 | 0 | 0 | 0 | 0 | 0
| SPS1 | CH | Heat from domestic biogas production¦Wastes¦Renewable¦Gasification | PJ/yr. | 0 | 0 | 0 | 0 | 0 | 0 | 0 | 0 | 0 | 0 | 0 | 0
| SPS1 | CH | Heat from domestic biogas production¦Wastes¦Renewable¦Gasification CCS | PJ/yr. | 0 | 0 | 0 | 0 | 0 | 0 | 0 | 0 | 0 | 0 | 0 | 0
| SPS1 | CH | Heat from domestic biogas production¦Wastes¦Renewable¦Hydrothermal gasification | PJ/yr. | 0 | 0 | 0 | 0 | 0 | 0 | 0 | 0 | 0 | 0 | 0 | 0
| SPS1 | CH | Heat from domestic biogas production¦Wastes¦Renewable¦Hydrothermal gasification CCS | PJ/yr. | 0 | 0 | 0 | 0 | 0 | 0 | 0 | 0 | 0 | 0 | 0 | 0
| SPS1 | CH | Heat from domestic biogas production¦Wood | PJ/yr. | 0 | 9.9703e-05 | 4.4125e-06 | 0.00035456 | 0.00046 | 0.00052207 | 0.00058908 | 0.001164 | 0.0011422 | 0.0012812 | 0.0014782 | 0.0047182
| SPS1 | CH | Heat from domestic biogas production¦Wood¦Gasification | PJ/yr. | 0 | 9.9703e-05 | 4.4125e-06 | 0.00035456 | 0.00046 | 0.00025767 | 0.0002691 | 0.00024945 | 0.00031988 | 0.00026421 | 0.00036799 | 0.0018417
| SPS1 | CH | Heat from domestic biogas production¦Wood¦Gasification CCS | PJ/yr. | 0 | 0 | 0 | 0 | 0 | 0.00026441 | 0.00031998 | 0.00091451 | 0.00082235 | 0.001017 | 0.0011103 | 0.0028765
| SPS1 | CH | Fuel input for domestic biogas production | PJ/yr. | 13.4776 | 21.1365 | 21.7005 | 22.5257 | 22.5061 | 27.0445 | 28.7245 | 41.1097 | 42.3896 | 43.6488 | 43.6723 | 43.7136
| SPS1 | CH | Fuel input for domestic biogas production¦Manure¦Fermentation | PJ/yr. | 3.7982 | 11.2523 | 12.5404 | 12.5405 | 12.5405 | 12.5705 | 12.865 | 23.9962 | 23.9962 | 23.9962 | 23.9962 | 23.9968
| SPS1 | CH | Fuel input for domestic biogas production¦Wastes¦Renewable | PJ/yr. | 9.6794 | 9.8831 | 9.1601 | 9.9813 | 9.9605 | 14.4678 | 15.8526 | 17.0994 | 18.3796 | 19.637 | 19.6582 | 19.6603
| SPS1 | CH | Fuel input for domestic biogas production¦Wastes¦Renewable¦Gasification | PJ/yr. | 9.6794 | 9.8831 | 9.1601 | 9.9813 | 9.9605 | 14.4595 | 15.8417 | 16.9271 | 18.227 | 19.4614 | 19.5999 | 19.6092
| SPS1 | CH | Fuel input for domestic biogas production¦Wastes¦Renewable¦Gasification CCS | PJ/yr. | 0 | 0 | 0 | 0 | 0 | 0 | 0 | 0 | 0 | 0 | 0 | 0
| SPS1 | CH | Fuel input for domestic biogas production¦Wastes¦Renewable¦Hydrothermal gasification | PJ/yr. | 0 | 0 | 0 | 0 | 0 | 0.006582 | 0.0092558 | 0.15383 | 0.14592 | 0.15717 | 0.042884 | 0.036803
| SPS1 | CH | Fuel input for domestic biogas production¦Wastes¦Renewable¦Hydrothermal gasification CCS | PJ/yr. | 0 | 0 | 0 | 0 | 0 | 0.0017726 | 0.0016611 | 0.018492 | 0.0067447 | 0.018431 | 0.015359 | 0.014216
| SPS1 | CH | Fuel input for domestic biogas production¦Wood | PJ/yr. | 0 | 0.0011217 | 4.9641e-05 | 0.0039888 | 0.005175 | 0.0061191 | 0.0069883 | 0.014217 | 0.013859 | 0.015655 | 0.017993 | 0.05661
| SPS1 | CH | Fuel input for domestic biogas production¦Wood¦Gasification | PJ/yr. | 0 | 0.0011217 | 4.9641e-05 | 0.0039888 | 0.005175 | 0.0028987 | 0.0030273 | 0.0028063 | 0.0035987 | 0.0029724 | 0.0041399 | 0.020719
| SPS1 | CH | Fuel input for domestic biogas production¦Wood¦Gasification CCS | PJ/yr. | 0 | 0 | 0 | 0 | 0 | 0.0032204 | 0.0039609 | 0.011411 | 0.010261 | 0.012683 | 0.013854 | 0.035891
| SPS1 | CH | Efficiency for domestic biogas production | PJ/yr. | bar: 2020 to 2070
| SPS1 | CH | Efficiency for domestic biogas production¦Manure¦Fermentation | PJ/yr. | 34.97% | 34.97% | 34.97% | 34.97% | 34.97% | 34.97% | 34.97% | 34.97% | 34.97% | 34.97% | 34.97% | 34.97%
| SPS1 | CH | Efficiency for domestic biogas production¦Wastes¦Renewable¦Gasification | PJ/yr. | 59.32% | 59.32% | 59.32% | 59.32% | 59.32% | 59.32% | 59.32% | 59.32% | 59.32% | 59.32% | 59.32% | 59.32%
| SPS1 | CH | Efficiency for domestic biogas production¦Wastes¦Renewable¦Gasification CCS | PJ/yr. | bar: 2020 to 2070
| SPS1 | CH | Efficiency for domestic biogas production¦Wastes¦Renewable¦Hydrothermal gasification | PJ/yr. | - | - | - | - | - | 70% | 70% | 70% | 70% | 70% | 70% | 70%
| SPS1 | CH | Efficiency for domestic biogas production¦Wastes¦Renewable¦Hydrothermal gasification CCS | PJ/yr. | - | - | - | - | - | 63% | 63% | 63% | 63% | 63% | 63% | 63%
| SPS1 | CH | Efficiency for domestic biogas production¦Wood¦Gasification | PJ/yr. | - | 85.93% | 82.96% | 85.93% | 85.93% | 85.93% | 85.93% | 85.93% | 85.93% | 85.93% | 85.93% | 85.93%
| SPS1 | CH | Efficiency for domestic biogas production¦Wood¦Gasification CCS | PJ/yr. | - | - | - | - | - | 78.23% | 77.84% | 77.49% | 77.54% | 77.59% | 77.47% | 77.47%
| SPS1 | CH | Domestic hydrogen production | PJ/yr. | 0.0049347 | 0.018873 | 0.019023 | 0.44558 | 8.2615 | 16.6222 | 17.9498 | 29.9158 | 32.675 | 33.1538 | 36.5192 | 36.5287
| SPS1 | CH | Domestic hydrogen production¦Electricity | PJ/yr. | 0.0049347 | 0.018873 | 0.019023 | 0.43607 | 8.206 | 16.5875 | 17.8953 | 27.429 | 27.4787 | 27.5609 | 27.5611 | 27.5625
| SPS1 | CH | Domestic hydrogen production¦Electricity¦PEM electrolysis small-medium scale | PJ/yr. | 0.0049347 | 0.018873 | 0.019023 | 0.43605 | 8.2059 | 13.9172 | 14.8074 | 24.3004 | 24.3605 | 24.4356 | 24.4371 | 24.3941
| SPS1 | CH | Domestic hydrogen production¦Electricity¦PEM electrolysis large scale | PJ/yr. | 0 | 0 | 0 | 1.852e-05 | 0.00015967 | 2.6005 | 2.987 | 3.0713 | 3.0713 | 3.0713 | 3.0713 | 3.0713
| SPS1 | CH | Domestic hydrogen production¦Electricity¦SOEC electrolysis | PJ/yr. | 0 | 0 | 0 | 0 | 0 | 0.069803 | 0.10096 | 0.057257 | 0.046995 | 0.054026 | 0.052743 | 0.097155
| SPS1 | CH | Domestic hydrogen production¦Gas | PJ/yr. | 0 | 0 | 0 | 0 | 0 | 0 | 0 | 0.0014587 | 0.0017849 | 0.0022397 | 0.0021351 | 0.0030349
| SPS1 | CH | Domestic hydrogen production¦Gas¦SMR-ATR Reforming | PJ/yr. | 0 | 0 | 0 | 0 | 0 | 0 | 0 | 0.00068033 | 0.00069307 | 0.00093399 | 0.00079375 | 0.00141
| SPS1 | CH | Domestic hydrogen production¦Gas¦SMR-ATR Reforming CCS | PJ/yr. | 0 | 0 | 0 | 0 | 0 | 0 | 0 | 0.00077833 | 0.0010918 | 0.0013057 | 0.0013413 | 0.0016249
| SPS1 | CH | Domestic hydrogen production¦Gas¦Fossil gases | PJ/yr. | 0 | 0 | 0 | 0 | 0 | 0 | 0 | 0 | 0 | 0 | 0 | 0
| SPS1 | CH | Domestic hydrogen production¦Gas¦Fossil gases¦SMR-ATR Reforming | PJ/yr. | 0 | 0 | 0 | 0 | 0 | 0 | 0 | 0 | 0 | 0 | 0 | 0
| SPS1 | CH | Domestic hydrogen production¦Gas¦Fossil gases¦SMR-ATR Reforming CCS | PJ/yr. | 0 | 0 | 0 | 0 | 0 | 0 | 0 | 0 | 0 | 0 | 0 | 0
| SPS1 | CH | Domestic hydrogen production¦Gas¦Synthetic gases | PJ/yr. | 0 | 0 | 0 | 0 | 0 | 0 | 0 | 0.0014587 | 0.0017849 | 0.0022397 | 0.0021351 | 0.0030349
| SPS1 | CH | Domestic hydrogen production¦Gas¦Synthetic gases¦SMR-ATR Reforming | PJ/yr. | 0 | 0 | 0 | 0 | 0 | 0 | 0 | 0.00068033 | 0.00069307 | 0.00093399 | 0.00079375 | 0.00141
| SPS1 | CH | Domestic hydrogen production¦Gas¦Synthetic gases¦SMR-ATR Reforming CCS | PJ/yr. | 0 | 0 | 0 | 0 | 0 | 0 | 0 | 0.00077833 | 0.0010918 | 0.0013057 | 0.0013413 | 0.0016249
| SPS1 | CH | Domestic hydrogen production¦Wood | PJ/yr. | 0 | 0 | 0 | 0.0095165 | 0.055497 | 0.034643 | 0.054441 | 2.4854 | 5.1945 | 5.5906 | 8.9559 | 8.9631
| SPS1 | CH | Domestic hydrogen production¦Wood¦Gasification | PJ/yr. | 0 | 0 | 0 | 0.0095165 | 0.055497 | 0.034643 | 0.054441 | 0.001114 | 0.00077003 | 0.0015363 | 0.00079287 | 0.0027472
| SPS1 | CH | Domestic hydrogen production¦Wood¦Gasification CCS | PJ/yr. | 0 | 0 | 0 | 0 | 0 | 0 | 0 | 2.4842 | 5.1937 | 5.5891 | 8.9551 | 8.9604
| SPS1 | CH | Fuel input for hydrogen production | PJ/yr. | 0.007204 | 0.027195 | 0.026888 | 0.61321 | 10.9975 | 21.4512 | 22.5176 | 37.7308 | 42.4641 | 43.247 | 49.0496 | 49.0601
| SPS1 | CH | Fuel input for hydrogen production¦Electricity | PJ/yr. | 0.007204 | 0.027195 | 0.026888 | 0.59735 | 10.905 | 21.383 | 22.4137 | 33.4374 | 33.5003 | 33.599 | 33.5995 | 33.5915
| SPS1 | CH | Fuel input for hydrogen production¦Electricity¦PEM electrolysis small-medium scale | PJ/yr. | 0.007204 | 0.027195 | 0.026888 | 0.59732 | 10.9048 | 17.9577 | 18.5673 | 29.6347 | 29.7079 | 29.7995 | 29.8013 | 29.7489
| SPS1 | CH | Fuel input for hydrogen production¦Electricity¦PEM electrolysis large scale | PJ/yr. | 0 | 0 | 0 | 2.537e-05 | 0.00021218 | 3.3555 | 3.7454 | 3.7454 | 3.7454 | 3.7454 | 3.7455 | 3.7455
| SPS1 | CH | Fuel input for hydrogen production¦Electricity¦SOEC electrolysis | PJ/yr. | 0 | 0 | 0 | 0 | 0 | 0.069803 | 0.10096 | 0.057257 | 0.046995 | 0.054026 | 0.052743 | 0.097155
| SPS1 | CH | Fuel input for hydrogen production¦Heat | PJ/yr. | 0 | 0 | 0 | 0 | 0 | 0.01043 | 0.013152 | 0.0063619 | 0.0052216 | 0.0060029 | 0.0058603 | 0.010795
| SPS1 | CH | Fuel input for hydrogen production¦Heat¦SOEC electrolysis | PJ/yr. | 0 | 0 | 0 | 0 | 0 | 0.01043 | 0.013152 | 0.0063619 | 0.0052216 | 0.0060029 | 0.0058603 | 0.010795
| SPS1 | CH | Fuel input for hydrogen production¦Gas | PJ/yr. | 0 | 0 | 0 | 0 | 0 | 0 | 0 | 0.0020232 | 0.0024943 | 0.0031213 | 0.0029884 | 0.0042101
| SPS1 | CH | Fuel input for hydrogen production¦Gas¦SMR-ATR Reforming | PJ/yr. | 0 | 0 | 0 | 0 | 0 | 0 | 0 | 0.00089517 | 0.00091193 | 0.0012289 | 0.0010444 | 0.0018553
| SPS1 | CH | Fuel input for hydrogen production¦Gas¦SMR-ATR Reforming CCS | PJ/yr. | 0 | 0 | 0 | 0 | 0 | 0 | 0 | 0.001128 | 0.0015823 | 0.0018924 | 0.0019439 | 0.0023549
| SPS1 | CH | Fuel input for hydrogen production¦Gas¦Fossil gases | PJ/yr. | 0 | 0 | 0 | 0 | 0 | 0 | 0 | 0 | 0 | 0 | 0 | 0
| SPS1 | CH | Fuel input for hydrogen production¦Gas¦Fossil gases¦SMR-ATR Reforming | PJ/yr. | 0 | 0 | 0 | 0 | 0 | 0 | 0 | 0 | 0 | 0 | 0 | 0
| SPS1 | CH | Fuel input for hydrogen production¦Gas¦Fossil gases¦SMR-ATR Reforming CCS | PJ/yr. | 0 | 0 | 0 | 0 | 0 | 0 | 0 | 0 | 0 | 0 | 0 | 0
| SPS1 | CH | Fuel input for hydrogen production¦Gas¦Synthetic gases | PJ/yr. | 0 | 0 | 0 | 0 | 0 | 0 | 0 | 0.0020232 | 0.0024943 | 0.0031213 | 0.0029884 | 0.0042101
| SPS1 | CH | Fuel input for hydrogen production¦Gas¦Synthetic gases¦SMR-ATR Reforming | PJ/yr. | 0 | 0 | 0 | 0 | 0 | 0 | 0 | 0.00089517 | 0.00091193 | 0.0012289 | 0.0010444 | 0.0018553
| SPS1 | CH | Fuel input for hydrogen production¦Gas¦Synthetic gases¦SMR-ATR Reforming CCS | PJ/yr. | 0 | 0 | 0 | 0 | 0 | 0 | 0 | 0.001128 | 0.0015823 | 0.0018924 | 0.0019439 | 0.0023549
| SPS1 | CH | Fuel input for hydrogen production¦Wood | PJ/yr. | 0 | 0 | 0 | 0.015861 | 0.092495 | 0.057738 | 0.090735 | 4.285 | 8.956 | 9.6389 | 15.4412 | 15.4535
| SPS1 | CH | Fuel input for hydrogen production¦Wood¦Gasification | PJ/yr. | 0 | 0 | 0 | 0.015861 | 0.092495 | 0.057738 | 0.090735 | 0.0018567 | 0.0012834 | 0.0025605 | 0.0013214 | 0.0045786
| SPS1 | CH | Fuel input for hydrogen production¦Wood¦Gasification CCS | PJ/yr. | 0 | 0 | 0 | 0 | 0 | 0 | 0 | 4.2832 | 8.9547 | 9.6364 | 15.4399 | 15.449
| SPS1 | CH | Efficiency for hydrogen production | % | bar: 2020 to 2070
| SPS1 | CH | Efficiency for hydrogen production¦Electricity¦PEM electrolysis small-medium scale | % | 68.5% | 69.4% | 70.75% | 73% | 75.25% | 77.5% | 79.75% | 82% | 82% | 82% | 82% | 82%
| SPS1 | CH | Efficiency for hydrogen production¦Electricity¦PEM electrolysis large scale | % | - | - | - | 73% | 75.25% | 77.5% | 79.75% | 82% | 82% | 82% | 82% | 82%
| SPS1 | CH | Efficiency for hydrogen production¦Electricity¦SOEC electrolysis | % | - | - | - | - | - | 87% | 88.47% | 90% | 90% | 90% | 90% | 90%
| SPS1 | CH | Efficiency for hydrogen production¦Gas¦SMR-ATR Reforming | % | - | - | - | - | - | - | - | 76% | 76% | 76% | 76% | 76%
| SPS1 | CH | Efficiency for hydrogen production¦Gas¦SMR-ATR Reforming CCS | % | - | - | - | - | - | - | - | 69% | 69% | 69% | 69% | 69%
| SPS1 | CH | Efficiency for hydrogen production¦Wood¦Gasification | % | - | - | - | 60% | 60% | 60% | 60% | 60% | 60% | 60% | 60% | 60%
| SPS1 | CH | Efficiency for hydrogen production¦Wood¦Gasification CCS | % | - | - | - | - | - | - | - | 58% | 58% | 58% | 58% | 58%
| SPS1 | CH | Biomethane production from biogas upgrade | PJ/yr. | 1.1765 | 3.0663 | 2.6159 | 2.6159 | 2.6165 | 2.816 | 3.8126 | 7.5652 | 9.6506 | 10.1491 | 10.1492 | 10.1618
| SPS1 | CH | Fuel input for biogas upgrade to biomethane | PJ/yr. | 1.2891 | 3.3598 | 2.8663 | 2.8663 | 2.8669 | 3.0855 | 4.1775 | 8.2893 | 10.5742 | 11.1205 | 11.1206 | 11.1343
| SPS1 | CH | Efficiency for biomethane production from biogas upgrade | PJ/yr. | 91.27% | 91.27% | 91.27% | 91.27% | 91.27% | 91.27% | 91.27% | 91.27% | 91.27% | 91.27% | 91.27% | 91.27%
| SPS1 | SPS1 | Domestic wood to pellet production | PJ/yr. | 5.9798 | 6.9698 | 6.4756 | 6.8033 | 7.0665 | 7.3164 | 7.3705 | 8.4429 | 7.5289 | 7.6196 | 7.6187 | 7.6192
| SPS1 | SPS1 | Domestic wood to pellet production¦Pellets | PJ/yr. | 5.9798 | 6.9698 | 6.4756 | 6.8033 | 7.0665 | 7.3164 | 7.3705 | 8.4429 | 7.5289 | 7.6196 | 7.6187 | 7.6192
| SPS1 | SPS1 | Fuel input for wood to pellet production | PJ/yr. | 7.1188 | 8.2974 | 7.7091 | 8.0991 | 8.4125 | 8.71 | 8.7744 | 10.0511 | 8.963 | 9.071 | 9.0698 | 9.0705
| SPS1 | SPS1 | Fuel input for wood to pellet production¦Wood | PJ/yr. | 7.1188 | 8.2974 | 7.7091 | 8.0991 | 8.4125 | 8.71 | 8.7744 | 10.0511 | 8.963 | 9.071 | 9.0698 | 9.0705
| SPS1 | SPS1 | Efficiency for wood to pellet production | % | 84% | 84% | 84% | 84% | 84% | 84% | 84% | 84% | 84% | 84% | 84% | 84%
| SPS1 | CH | Domestic PtG and PtL production | PJ/yr. | 0 | 0 | 0 | 0 | 0 | 4.9344 | 6.6588 | 12.8424 | 11.2817 | 10.9304 | 11.8838 | 11.9563
| SPS1 | CH | Domestic PtG and PtL production¦PtG | PJ/yr. | 0 | 0 | 0 | 0 | 0 | 1.458 | 4.5388 | 12.198 | 10.8233 | 10.3628 | 11.5258 | 11.6505
| SPS1 | CH | Domestic PtG and PtL production¦PtG¦PtG gas | PJ/yr. | 0 | 0 | 0 | 0 | 0 | 1.458 | 4.5388 | 12.198 | 10.8233 | 10.3628 | 11.5258 | 11.6505
| SPS1 | CH | Domestic PtG and PtL production¦PtL | PJ/yr. | 0 | 0 | 0 | 0 | 0 | 3.4764 | 2.12 | 0.64442 | 0.4584 | 0.56751 | 0.35799 | 0.30588
| SPS1 | CH | Domestic PtG and PtL production¦PtL¦PtL Diesel | PJ/yr. | 0 | 0 | 0 | 0 | 0 | 0.91827 | 0.76594 | 0.14625 | 0.25526 | 0.28701 | 0.12953 | 0.10154
| SPS1 | CH | Domestic PtG and PtL production¦PtL¦PtL Gasoline | PJ/yr. | 0 | 0 | 0 | 0 | 0 | 2.1869 | 1.0407 | 0.49818 | 0.20219 | 0.27888 | 0.22754 | 0.20271
| SPS1 | CH | Domestic PtG and PtL production¦PtL¦PtL Kerosene | PJ/yr. | 0 | 0 | 0 | 0 | 0 | 0.37123 | 0.31332 | 1.4849e-06 | 0.00094786 | 0.0016223 | 0.00092225 | 0.0016282
| SPS1 | CH | Fuel input for domestic PtG and PtL production | PJ/yr. | 0 | 0 | 0 | 0 | 0 | 7.2438 | 9.2438 | 16.8053 | 14.7868 | 14.3543 | 15.5186 | 15.5979
| SPS1 | CH | Fuel input for domestic PtG and PtL production¦Hydrogen | PJ/yr. | 0 | 0 | 0 | 0 | 0 | 7.2438 | 9.2438 | 16.8053 | 14.7868 | 14.3543 | 15.5186 | 15.5979
| SPS1 | CH | Fuel input for domestic PtG and PtL production¦Hydrogen¦PtG | PJ/yr. | 0 | 0 | 0 | 0 | 0 | 1.8935 | 5.8946 | 15.8415 | 14.0563 | 13.4582 | 14.9686 | 15.1305
| SPS1 | CH | Fuel input for domestic PtG and PtL production¦Hydrogen¦PtG¦PtG gas | PJ/yr. | 0 | 0 | 0 | 0 | 0 | 1.8935 | 5.8946 | 15.8415 | 14.0563 | 13.4582 | 14.9686 | 15.1305
| SPS1 | CH | Fuel input for domestic PtG and PtL production¦Hydrogen¦PtL | PJ/yr. | 0 | 0 | 0 | 0 | 0 | 5.3503 | 3.3493 | 0.96383 | 0.73058 | 0.89603 | 0.54996 | 0.46746
| SPS1 | CH | Fuel input for domestic PtG and PtL production¦Hydrogen¦PtL¦PtL Diesel | PJ/yr. | 0 | 0 | 0 | 0 | 0 | 1.5853 | 1.3218 | 0.25214 | 0.4401 | 0.49483 | 0.22331 | 0.17507
| SPS1 | CH | Fuel input for domestic PtG and PtL production¦Hydrogen¦PtL¦PtL Gasoline | PJ/yr. | 0 | 0 | 0 | 0 | 0 | 3.1242 | 1.4867 | 0.71168 | 0.28885 | 0.3984 | 0.32506 | 0.28959
| SPS1 | CH | Fuel input for domestic PtG and PtL production¦Hydrogen¦PtL¦PtL Kerosene | PJ/yr. | 0 | 0 | 0 | 0 | 0 | 0.64088 | 0.54072 | 2.5601e-06 | 0.0016342 | 0.0027969 | 0.00159 | 0.0028072
| SPS1 | CH | Efficiency for domestic PtG and PtL production | % | bar: 2020 to 2070
| SPS1 | CH | Efficiency for domestic PtG and PtL production¦Hydrogen¦PtG¦PtG gas | % | - | - | - | - | - | 77% | 77% | 77% | 77% | 77% | 77% | 77%
| SPS1 | CH | Efficiency for domestic PtG and PtL production¦Hydrogen¦PtL Diesel | % | - | - | - | - | - | 57.92% | 57.95% | 58% | 58% | 58% | 58% | 58%
| SPS1 | CH | Efficiency for domestic PtG and PtL production¦Hydrogen¦PtL Gasoline | % | - | - | - | - | - | 70% | 70% | 70% | 70% | 70% | 70% | 70%
| SPS1 | CH | Efficiency for domestic PtG and PtL production¦Hydrogen¦PtL Kerosene | % | - | - | - | - | - | 57.92% | 57.95% | 58% | 58% | 58% | 58% | 58%
| SPS1 | CH | CO2 input for domestic PtG and PtL production | Mt/yr. | 0 | 0 | 0 | 0 | 0 | 0.33827 | 0.41198 | 0.73545 | 0.64414 | 0.6262 | 0.67641 | 0.67961
| SPS1 | CH | CO2 input for domestic PtG and PtL production¦CO2¦Total | Mt/yr. | 0 | 0 | 0 | 0 | 0 | 0.33827 | 0.41198 | 0.73545 | 0.64414 | 0.6262 | 0.67641 | 0.67961
| SPS1 | CH | CO2 input for domestic PtG and PtL production¦CO2¦Biogenic source | Mt/yr. | 0 | 0 | 0 | 0 | 0 | 0.30423 | 0.29295 | 0.52402 | 0.38488 | 0.38672 | 0.38745 | 0
| SPS1 | CH | CO2 input for domestic PtG and PtL production¦CO2¦Fossil source | Mt/yr. | 0 | 0 | 0 | 0 | 0 | 0.034031 | 0.11669 | 0.18446 | 0.13878 | 0.12373 | 0.12378 | 0.67961
| SPS1 | CH | CO2 input for domestic PtG and PtL production¦CO2¦Direct air capture source | Mt/yr. | 0 | 0 | 0 | 0 | 0 | 4.3809e-06 | 0.0023434 | 0.026967 | 0.12047 | 0.11576 | 0.16518 | 0
| SPS1 | CH | CO2 input for domestic PtG and PtL production¦CO2¦Total¦PtG | Mt/yr. | 0 | 0 | 0 | 0 | 0 | 0.082229 | 0.25599 | 0.68797 | 0.61044 | 0.58446 | 0.65006 | 0.65709
| SPS1 | CH | CO2 input for domestic PtG and PtL production¦CO2¦Total¦PtG¦PtG gas | Mt/yr. | 0 | 0 | 0 | 0 | 0 | 0.082229 | 0.25599 | 0.68797 | 0.61044 | 0.58446 | 0.65006 | 0.65709
| SPS1 | CH | CO2 input for domestic PtG and PtL production¦CO2¦Total¦PtL | Mt/yr. | 0 | 0 | 0 | 0 | 0 | 0.25604 | 0.15599 | 0.047485 | 0.033702 | 0.041737 | 0.026354 | 0.022522
| SPS1 | CH | CO2 input for domestic PtG and PtL production¦CO2¦Total¦PtL¦PtL Diesel | Mt/yr. | 0 | 0 | 0 | 0 | 0 | 0.067397 | 0.056196 | 0.01072 | 0.01871 | 0.021037 | 0.009494 | 0.0074428
| SPS1 | CH | CO2 input for domestic PtG and PtL production¦CO2¦Total¦PtL¦PtL Gasoline | Mt/yr. | 0 | 0 | 0 | 0 | 0 | 0.16139 | 0.076803 | 0.036765 | 0.014922 | 0.020581 | 0.016792 | 0.01496
| SPS1 | CH | CO2 input for domestic PtG and PtL production¦CO2¦Total¦PtL¦PtL Kerosene | Mt/yr. | 0 | 0 | 0 | 0 | 0 | 0.027246 | 0.022988 | 1.0884e-07 | 6.9478e-05 | 0.00011891 | 6.7598e-05 | 0.00011934
| SPS1 | CH | CO2 input for domestic PtG and PtL production¦CO2¦Biogenic source¦PtG | Mt/yr. | 0 | 0 | 0 | 0 | 0 | 0.073956 | 0.18203 | 0.49019 | 0.36475 | 0.36094 | 0.37235 | 0
| SPS1 | CH | CO2 input for domestic PtG and PtL production¦CO2¦Biogenic source¦PtG¦PtG gas | Mt/yr. | 0 | 0 | 0 | 0 | 0 | 0.073956 | 0.18203 | 0.49019 | 0.36475 | 0.36094 | 0.37235 | 0
| SPS1 | CH | CO2 input for domestic PtG and PtL production¦CO2¦Biogenic source¦PtL | Mt/yr. | 0 | 0 | 0 | 0 | 0 | 0.23028 | 0.11092 | 0.033834 | 0.020137 | 0.025775 | 0.015096 | 0
| SPS1 | CH | CO2 input for domestic PtG and PtL production¦CO2¦Biogenic source¦PtL¦PtL Diesel | Mt/yr. | 0 | 0 | 0 | 0 | 0 | 0.060615 | 0.03996 | 0.0076379 | 0.01118 | 0.012992 | 0.0054381 | 0
| SPS1 | CH | CO2 input for domestic PtG and PtL production¦CO2¦Biogenic source¦PtL¦PtL Gasoline | Mt/yr. | 0 | 0 | 0 | 0 | 0 | 0.14516 | 0.054612 | 0.026196 | 0.008916 | 0.01271 | 0.0096187 | 0
| SPS1 | CH | CO2 input for domestic PtG and PtL production¦CO2¦Biogenic source¦PtL¦PtL Kerosene | Mt/yr. | 0 | 0 | 0 | 0 | 0 | 0.024505 | 0.016346 | 7.7551e-08 | 4.1514e-05 | 7.3434e-05 | 3.872e-05 | 0
| SPS1 | CH | CO2 input for domestic PtG and PtL production¦CO2¦Fossil source¦PtG | Mt/yr. | 0 | 0 | 0 | 0 | 0 | 0.0082727 | 0.072506 | 0.17255 | 0.13152 | 0.11548 | 0.11896 | 0.65709
| SPS1 | CH | CO2 input for domestic PtG and PtL production¦CO2¦Fossil source¦PtG¦PtG gas | Mt/yr. | 0 | 0 | 0 | 0 | 0 | 0.0082727 | 0.072506 | 0.17255 | 0.13152 | 0.11548 | 0.11896 | 0.65709
| SPS1 | CH | CO2 input for domestic PtG and PtL production¦CO2¦Fossil source¦PtL | Mt/yr. | 0 | 0 | 0 | 0 | 0 | 0.025759 | 0.044182 | 0.01191 | 0.0072611 | 0.0082466 | 0.0048227 | 0.022522
| SPS1 | CH | CO2 input for domestic PtG and PtL production¦CO2¦Fossil source¦PtL¦PtL Diesel | Mt/yr. | 0 | 0 | 0 | 0 | 0 | 0.0067805 | 0.015917 | 0.0026887 | 0.0040312 | 0.0041566 | 0.0017374 | 0.0074428
| SPS1 | CH | CO2 input for domestic PtG and PtL production¦CO2¦Fossil source¦PtL¦PtL Gasoline | Mt/yr. | 0 | 0 | 0 | 0 | 0 | 0.016237 | 0.021753 | 0.0092214 | 0.0032149 | 0.0040665 | 0.0030729 | 0.01496
| SPS1 | CH | CO2 input for domestic PtG and PtL production¦CO2¦Fossil source¦PtL¦PtL Kerosene | Mt/yr. | 0 | 0 | 0 | 0 | 0 | 0.0027411 | 0.0065112 | 2.7299e-08 | 1.4969e-05 | 2.3494e-05 | 1.237e-05 | 0.00011934
| SPS1 | CH | CO2 input for domestic PtG and PtL production¦CO2¦Direct air capture source source¦PtG | Mt/yr. | 0 | 0 | 0 | 0 | 0 | 1.0649e-06 | 0.0014561 | 0.025226 | 0.11417 | 0.10804 | 0.15875 | 0
| SPS1 | CH | CO2 input for domestic PtG and PtL production¦CO2¦Direct air capture source source¦PtG¦PtG gas | Mt/yr. | 0 | 0 | 0 | 0 | 0 | 1.0649e-06 | 0.0014561 | 0.025226 | 0.11417 | 0.10804 | 0.15875 | 0
| SPS1 | CH | CO2 input for domestic PtG and PtL production¦CO2¦Direct air capture source source¦PtL | Mt/yr. | 0 | 0 | 0 | 0 | 0 | 3.3159e-06 | 0.00088727 | 0.0017412 | 0.0063032 | 0.0077155 | 0.0064358 | 0
| SPS1 | CH | CO2 input for domestic PtG and PtL production¦CO2¦Direct air capture source source¦PtL¦PtL Diesel | Mt/yr. | 0 | 0 | 0 | 0 | 0 | 8.7285e-07 | 0.00031965 | 0.00039306 | 0.0034994 | 0.0038889 | 0.0023185 | 0
| SPS1 | CH | CO2 input for domestic PtG and PtL production¦CO2¦Direct air capture source source¦PtL¦PtL Gasoline | Mt/yr. | 0 | 0 | 0 | 0 | 0 | 2.0902e-06 | 0.00043686 | 0.0013481 | 0.0027908 | 0.0038046 | 0.0041008 | 0
| SPS1 | CH | CO2 input for domestic PtG and PtL production¦CO2¦Direct air capture source source¦PtL¦PtL Kerosene | Mt/yr. | 0 | 0 | 0 | 0 | 0 | 3.5287e-07 | 0.00013076 | 3.9909e-09 | 1.2994e-05 | 2.1981e-05 | 1.6508e-05 | 0
| SPS1 | CH | Fuel consumption in industry sectors | PJ/yr. | 142.2178 | 141.2033 | 142.4381 | 144.3526 | 136.8207 | 133.6312 | 128.6928 | 129.1788 | 129.7429 | 134.5484 | 129.5195 | 129.5499
| SPS1 | CH | Fuel consumption in industry sectors¦Electricity | PJ/yr. | 60.0701 | 62.5765 | 64.9022 | 70.7978 | 70.8823 | 70.9161 | 70.5708 | 73.787 | 74.4849 | 76.0726 | 74.6021 | 74.8075
| SPS1 | CH | Fuel consumption in industry sectors¦Electricity¦Electric boiler | PJ/yr. | 11.647 | 12.259 | 12.2553 | 16.003 | 15.9819 | 15.9608 | 15.9398 | 15.9189 | 15.9189 | 15.9191 | 15.9191 | 15.9193
| SPS1 | CH | Fuel consumption in industry sectors¦Electricity¦Heat pump electric | PJ/yr. | 0.35969 | 0.45108 | 1.1307 | 1.8581 | 2.3457 | 2.8745 | 3.338 | 3.8123 | 3.8123 | 3.8123 | 3.8123 | 3.8123
| SPS1 | CH | Fuel consumption in industry sectors¦Electricity¦Other electric processes | PJ/yr. | 48.0634 | 49.8664 | 51.5161 | 52.9367 | 52.5547 | 52.0809 | 51.293 | 54.0559 | 54.7537 | 56.3412 | 54.8707 | 55.0758
| SPS1 | CH | Fuel consumption in industry sectors¦Oil¦Total | PJ/yr. | 11.6279 | 10.8225 | 8.0163 | 6.5024 | 4.5605 | 3.0411 | 1.5763 | 0.22767 | 0.22766 | 0.22765 | 0.2189 | 0.21815
| SPS1 | CH | Fuel consumption in industry sectors¦Oil¦Total¦Light fuel boiler | PJ/yr. | 8.8978 | 8.1042 | 8.0014 | 6.4992 | 4.556 | 3.0329 | 1.5725 | 0.22767 | 0.22766 | 0.22765 | 0.2189 | 0.21815
| SPS1 | CH | Fuel consumption in industry sectors¦Oil¦Total¦Heavy fuel boiler | PJ/yr. | 2.73 | 2.7183 | 0.014846 | 0.0032665 | 0.0045054 | 0.0082305 | 0.0038618 | 0 | 0 | 0 | 0 | 0
| SPS1 | CH | Fuel consumption in industry sectors¦Oil¦Fossil liquids | PJ/yr. | 11.6279 | 10.8225 | 8.0163 | 6.2996 | 4.365 | 2.8181 | 1.3533 | 1.3717e-05 | 4.6193e-05 | 4.8938e-05 | 4.8105e-05 | 5.9119e-05
| SPS1 | CH | Fuel consumption in industry sectors¦Oil¦Fossil liquids¦Light fuel oil | PJ/yr. | 8.8978 | 8.1042 | 8.0014 | 6.2963 | 4.3605 | 2.8099 | 1.3495 | 1.3717e-05 | 4.6193e-05 | 4.8938e-05 | 4.8105e-05 | 5.9119e-05
| SPS1 | CH | Fuel consumption in industry sectors¦Oil¦Fossil liquids¦Light fuel oil¦Light fuel oil boiler | PJ/yr. | 8.8978 | 8.1042 | 8.0014 | 6.2963 | 4.3605 | 2.8099 | 1.3495 | 1.3717e-05 | 4.6193e-05 | 4.8938e-05 | 4.8105e-05 | 5.9119e-05
| SPS1 | CH | Fuel consumption in industry sectors¦Oil¦Fossil liquids¦Heavy fuel oil | PJ/yr. | 2.73 | 2.7183 | 0.014846 | 0.0032665 | 0.0045054 | 0.0082305 | 0.0038618 | 0 | 0 | 0 | 0 | 0
| SPS1 | CH | Fuel consumption in industry sectors¦Oil¦Fossil liquids¦Heavy fuel oil¦Heavy fuel oil boiler | PJ/yr. | 2.73 | 2.7183 | 0.014846 | 0.0032665 | 0.0045054 | 0.0082305 | 0.0038618 | 0 | 0 | 0 | 0 | 0
| SPS1 | CH | Fuel consumption in industry sectors¦Oil¦Synthetic liquids | PJ/yr. | 0 | 0 | 1.4714e-05 | 0.20285 | 0.19555 | 0.223 | 0.22301 | 0.22766 | 0.22761 | 0.2276 | 0.21885 | 0.21809
| SPS1 | CH | Fuel consumption in industry sectors¦Oil¦Synthetic liquids¦Light fuel oil boiler | PJ/yr. | 0 | 0 | 1.4714e-05 | 0.20285 | 0.19555 | 0.223 | 0.22301 | 0.22766 | 0.22761 | 0.2276 | 0.21885 | 0.21809
| SPS1 | CH | Fuel consumption in industry sectors¦Gas¦Total | PJ/yr. | 35.9892 | 30.2381 | 37.2294 | 30.0824 | 16.7432 | 11.7774 | 8.4801 | 6.4726 | 4.9428 | 5.1685 | 4.9018 | 4.815
| SPS1 | CH | Fuel consumption in industry sectors¦Gas¦Total¦Gas boiler | PJ/yr. | 35.5343 | 29.6524 | 35.9215 | 25.8271 | 12.4879 | 7.5221 | 4.2248 | 2.2173 | 0.7247 | 0.9504 | 0.68361 | 0.59669
| SPS1 | CH | Fuel consumption in industry sectors¦Gas¦Total¦Heat pump gas | PJ/yr. | 0.018117 | 0.033617 | 0.02501 | 0.037217 | 0.037213 | 0.037204 | 0.037193 | 0.037169 | 0 | 0 | 0 | 0
| SPS1 | CH | Fuel consumption in industry sectors¦Gas¦Total¦Biogas boiler | PJ/yr. | 0.45488 | 0.58572 | 1.3079 | 4.2553 | 4.2553 | 4.2553 | 4.2553 | 4.2553 | 4.2181 | 4.2182 | 4.2182 | 4.2183
| SPS1 | CH | Fuel consumption in industry sectors¦Gas¦Fossil gases | PJ/yr. | 35.2444 | 29.6853 | 33.5019 | 23.312 | 10.1734 | 5.2907 | 1.909 | 0.24345 | 0.028681 | 0.013714 | 0.018888 | 0.00090407
| SPS1 | CH | Fuel consumption in industry sectors¦Gas¦Fossil gases¦Gas boiler | PJ/yr. | 35.2264 | 29.6516 | 33.4786 | 23.2785 | 10.1432 | 5.2647 | 1.8923 | 0.23943 | 0.028681 | 0.013714 | 0.018888 | 0.00090407
| SPS1 | CH | Fuel consumption in industry sectors¦Gas¦Fossil gases¦Heat pump gas | PJ/yr. | 0.01796 | 0.033617 | 0.023309 | 0.033544 | 0.030226 | 0.026039 | 0.016659 | 0.0040138 | 0 | 0 | 0 | 0
| SPS1 | CH | Fuel consumption in industry sectors¦Gas¦Synthetic gases | PJ/yr. | 0.74478 | 0.55285 | 3.7275 | 6.7703 | 6.5698 | 6.4867 | 6.5711 | 6.2291 | 4.9142 | 5.1548 | 4.8829 | 4.8141
| SPS1 | CH | Fuel consumption in industry sectors¦Gas¦Synthetic gases¦Gas boiler | PJ/yr. | 0.30786 | 0.00074706 | 2.4429 | 2.5486 | 2.3447 | 2.2574 | 2.3325 | 1.9778 | 0.69602 | 0.93668 | 0.66472 | 0.59579
| SPS1 | CH | Fuel consumption in industry sectors¦Gas¦Synthetic gases¦Heat pump gas | PJ/yr. | 0.00015696 | 8.4696e-07 | 0.0017009 | 0.0036726 | 0.0069871 | 0.011165 | 0.020534 | 0.033156 | 0 | 0 | 0 | 0
| SPS1 | CH | Fuel consumption in industry sectors¦Gas¦Synthetic gases¦Biogas boiler | PJ/yr. | 0.43676 | 0.5521 | 1.2829 | 4.2181 | 4.2181 | 4.2181 | 4.2181 | 4.2181 | 4.2181 | 4.2182 | 4.2182 | 4.2183
| SPS1 | CH | Fuel consumption in industry sectors¦Coal | PJ/yr. | 3.56 | 3.4648 | 0.032322 | 0.0026189 | 0.0033857 | 0.0070102 | 0.0034891 | 5.9583e-05 | 8.753e-05 | 0.00010638 | 0.00010709 | 0.00015031
| SPS1 | CH | Fuel consumption in industry sectors¦Coal¦Coal boiler | PJ/yr. | 3.56 | 3.4648 | 0.032322 | 0.0026189 | 0.0033857 | 0.0070102 | 0.0034891 | 5.9583e-05 | 8.753e-05 | 0.00010638 | 0.00010709 | 0.00015031
| SPS1 | CH | Fuel consumption in industry sectors¦Heat | PJ/yr. | 12.7287 | 13.6385 | 13.523 | 14.9514 | 14.4709 | 15.4403 | 17.2409 | 21.8214 | 21.6512 | 21.0761 | 20.5475 | 20.5065
| SPS1 | CH | Fuel consumption in industry sectors¦Heat¦On-site CHPs | PJ/yr. | 4.3322 | 5.8549 | 6.116 | 6.9897 | 6.9629 | 7.8153 | 10.17 | 13.1367 | 12.9578 | 12.9017 | 13.4757 | 13.4875
| SPS1 | CH | Fuel consumption in industry sectors¦Heat¦On-site CHPs¦Industrial CHPs oil | PJ/yr. | 0.92998 | 2.0685 | 0.093244 | 1.2965 | 0.83331 | 0 | 0 | 0 | 0.013034 | 0.013529 | 0.018251 | 0.027887
| SPS1 | CH | Fuel consumption in industry sectors¦Heat¦On-site CHPs¦Industrial CHPs gas | PJ/yr. | 0.80658 | 0.10134 | 0.071193 | 0.16877 | 0.59093 | 0.35085 | 0.10433 | 0.13624 | 0.46173 | 0.39103 | 0.46509 | 0.46511
| SPS1 | CH | Fuel consumption in industry sectors¦Heat¦On-site CHPs¦Industrial CHPs gas (CCS) | PJ/yr. | 0 | 0 | 0 | 0 | 0 | 0.0074471 | 0.0083553 | 0.07883 | 0.26699 | 0.22615 | 0.26897 | 0.26898
| SPS1 | CH | Fuel consumption in industry sectors¦Heat¦On-site CHPs¦Industrial CHPs fuel cells (gas reformer) | PJ/yr. | 0 | 0 | 0 | 0 | 0.0033326 | 0.0057588 | 0.0047313 | 0.0045337 | 0.0043528 | 0.0051594 | 0.0024146 | 0.0024214
| SPS1 | CH | Fuel consumption in industry sectors¦Heat¦On-site CHPs¦Industrial CHPs wastes | PJ/yr. | 1.9352 | 1.9673 | 2.5505 | 2.2435 | 1.9429 | 1.5127 | 0.010066 | 0.00287 | 0.0046514 | 0.003707 | 0.0020314 | 0.0011272
| SPS1 | CH | Fuel consumption in industry sectors¦Heat¦On-site CHPs¦Industrial CHPs wastes CCS | PJ/yr. | 0 | 0 | 0 | 0 | 0 | 0.13221 | 1.2316 | 2.2022 | 2.0057 | 2.0066 | 2.0091 | 2.0104
| SPS1 | CH | Fuel consumption in industry sectors¦Heat¦On-site CHPs¦Industrial CHPs wood | PJ/yr. | 0.66043 | 1.7179 | 3.4011 | 3.2809 | 3.2385 | 2.0031 | 0.90679 | 0.89752 | 0.028624 | 0.015493 | 0.014046 | 0.015552
| SPS1 | CH | Fuel consumption in industry sectors¦Heat¦On-site CHPs¦Industrial CHPs wood (CCS) | PJ/yr. | 0 | 0 | 0 | 0 | 0 | 3.5818 | 7.7011 | 9.1231 | 9.0719 | 9.1231 | 9.1231 | 9.1233
| SPS1 | CH | Fuel consumption in industry sectors¦Heat¦On-site CHPs¦Industrial CHPs fuel cells (hydrogen) | PJ/yr. | 0 | 0 | 0 | 0 | 0.35392 | 0.2214 | 0.20302 | 0.69141 | 1.1009 | 1.117 | 1.5726 | 1.5727
| SPS1 | CH | Fuel consumption in industry sectors¦Heat¦District heating | PJ/yr. | 7.12 | 7.6289 | 7.393 | 7.804 | 7.5284 | 7.6459 | 7.1061 | 8.019 | 7.949 | 7.4482 | 6.3404 | 6.3178
| SPS1 | CH | Fuel consumption in industry sectors¦Wood | PJ/yr. | 9.0019 | 10.61 | 9.8606 | 11.5437 | 11.5017 | 11.3349 | 8.5252 | 8.5403 | 8.4582 | 11.1438 | 8.4123 | 8.3796
| SPS1 | CH | Fuel consumption in industry sectors¦Wood¦Wood boiler | PJ/yr. | 9.0019 | 10.61 | 9.8606 | 11.5437 | 11.5017 | 11.3349 | 8.5252 | 8.5403 | 8.4582 | 11.1438 | 8.4123 | 8.3796
| SPS1 | CH | Fuel consumption in industry sectors¦Pellets | PJ/yr. | 0.62583 | 0.7376 | 0.73635 | 0.73526 | 0.73383 | 0.73182 | 0.72979 | 0.72777 | 0.72778 | 0.7278 | 0.72781 | 0.72805
| SPS1 | CH | Fuel consumption in industry sectors¦Pellets¦Pellet boiler | PJ/yr. | 0.62583 | 0.7376 | 0.73635 | 0.73526 | 0.73383 | 0.73182 | 0.72979 | 0.72777 | 0.72778 | 0.7278 | 0.72781 | 0.72805
| SPS1 | CH | Fuel consumption in industry sectors¦Wastes¦Total | PJ/yr. | 7.7981 | 8.0802 | 5.6083 | 5.5456 | 5.4829 | 5.4555 | 5.427 | 0.060245 | 0.010799 | 0.0094352 | 0.0037647 | 0.0018977
| SPS1 | CH | Fuel consumption in industry sectors¦Wastes¦Total¦Wastes boiler | PJ/yr. | 7.7981 | 8.0802 | 5.6083 | 5.5456 | 5.4829 | 5.4555 | 5.427 | 0.060245 | 0.010799 | 0.0094352 | 0.0037647 | 0.0018977
| SPS1 | CH | Fuel consumption in industry sectors¦Wastes¦Renewable¦Wastes boiler | PJ/yr. | 0 | 0 | 0 | 0 | 0 | 0 | 0 | 0 | 0 | 0 | 0 | 0
| SPS1 | CH | Fuel consumption in industry sectors¦Wastes¦Non Renewable¦Wastes boiler | PJ/yr. | 7.7981 | 8.0802 | 5.6083 | 5.5456 | 5.4829 | 5.4555 | 5.427 | 0.060245 | 0.010799 | 0.0094352 | 0.0037647 | 0.0018977
| SPS1 | CH | Fuel consumption in industry sectors¦Solar | PJ/yr. | 0.067642 | 0.085503 | 0.084024 | 0.085768 | 0.033484 | 0.084444 | 0.081456 | 0.089618 | 0.02137 | 0.0091559 | 0.0037344 | 0.0062727
| SPS1 | CH | Fuel consumption in industry sectors¦Solar¦Solar thermal | PJ/yr. | 0.067642 | 0.085503 | 0.084024 | 0.085768 | 0.033484 | 0.084444 | 0.081456 | 0.089618 | 0.02137 | 0.0091559 | 0.0037344 | 0.0062727
| SPS1 | CH | Fuel consumption in industry sectors¦Hydrogen | PJ/yr. | 0 | 0 | 0 | 0 | 7.0777 | 8.1215 | 8.0608 | 8.0747 | 9.8406 | 10.7358 | 10.7242 | 10.7094
| SPS1 | CH | Fuel consumption in industry sectors¦Hydrogen¦Hydrogen boiler | PJ/yr. | 0 | 0 | 0 | 0 | 7.0777 | 8.1215 | 8.0608 | 8.0747 | 9.8406 | 10.7358 | 10.7242 | 10.7094
| SPS1 | CH | Fuel consumption in industry sectors¦Ambient heat | PJ/yr. | 0.74851 | 0.94977 | 2.4456 | 4.1056 | 5.3308 | 6.7211 | 7.9968 | 9.3774 | 9.3774 | 9.3774 | 9.3774 | 9.3774
| SPS1 | CH | Fuel consumption in industry sectors¦Ambient heat¦Heat pump electric | PJ/yr. | 0.74851 | 0.94977 | 2.4224 | 4.0948 | 5.3134 | 6.6876 | 7.971 | 9.3376 | 9.3376 | 9.3376 | 9.3376 | 9.3377
| SPS1 | CH | Fuel consumption in industry sectors¦Ambient heat¦Heat pump gas | PJ/yr. | 0 | 0 | 0.023243 | 0.010747 | 0.017376 | 0.033481 | 0.02583 | 0.039807 | 0.039803 | 0.039793 | 0.039782 | 0.039757
| SPS1 | CH | Process and space heating production in industry sectors | PJ/yr. | 72.7085 | 74.3535 | 76.1482 | 77.1352 | 77.7245 | 78.2712 | 78.7165 | 78.8651 | 78.6422 | 80.6302 | 78.2314 | 78.0886
| SPS1 | CH | Process and space heating production in industry sectors¦Electricity | PJ/yr. | 58.9855 | 61.6024 | 65.4094 | 72.4106 | 73.7356 | 75.1647 | 76.2035 | 78.673 | 79.3681 | 80.9383 | 79.466 | 79.5866
| SPS1 | CH | Process and space heating production in industry sectors¦Electricity¦Electric boiler | PJ/yr. | 9.8139 | 10.3351 | 10.3402 | 13.5201 | 13.5202 | 13.5202 | 13.5202 | 13.5202 | 13.5202 | 13.5204 | 13.5204 | 13.5206
| SPS1 | CH | Process and space heating production in industry sectors¦Electricity¦Heat pump electric | PJ/yr. | 1.1082 | 1.4009 | 3.5531 | 5.9529 | 7.6591 | 9.562 | 11.309 | 13.1499 | 13.1499 | 13.1499 | 13.1499 | 13.15
| SPS1 | CH | Process and space heating production in industry sectors¦Electricity¦Other electric processes | PJ/yr. | 48.0634 | 49.8664 | 51.5161 | 52.9376 | 52.5564 | 52.0825 | 51.3742 | 52.003 | 52.698 | 54.2681 | 52.7957 | 52.916
| SPS1 | CH | Process and space heating production in industry sectors¦Oil | PJ/yr. | 8.7636 | 8.1568 | 6.2561 | 5.096 | 3.5883 | 2.4019 | 1.25 | 0.1813 | 0.18129 | 0.18128 | 0.17431 | 0.17372
| SPS1 | CH | Process and space heating production in industry sectors¦Oil¦Light fuel boiler | PJ/yr. | 6.9177 | 6.3109 | 6.246 | 5.0937 | 3.5851 | 2.3961 | 1.2473 | 0.1813 | 0.18129 | 0.18128 | 0.17431 | 0.17372
| SPS1 | CH | Process and space heating production in industry sectors¦Oil¦Heavy fuel boiler | PJ/yr. | 1.8458 | 1.8458 | 0.010146 | 0.0022563 | 0.003145 | 0.0058056 | 0.0027522 | 0 | 0 | 0 | 0 | 0
| SPS1 | CH | Process and space heating production in industry sectors¦Gas | PJ/yr. | 28.9303 | 24.3108 | 29.9408 | 23.924 | 13.3834 | 9.3174 | 6.6216 | 4.9787 | 3.6925 | 3.8816 | 3.6583 | 3.579
| SPS1 | CH | Process and space heating production in industry sectors¦Gas¦Gas boiler | PJ/yr. | 28.6198 | 23.9183 | 28.9792 | 20.9026 | 10.3489 | 6.2512 | 3.5527 | 1.8646 | 0.57846 | 0.76757 | 0.5442 | 0.46488
| SPS1 | CH | Process and space heating production in industry sectors¦Gas¦Heat pump gas | PJ/yr. | 0 | 0 | 0.049493 | 0.0224 | 0.035492 | 0.067098 | 0.05084 | 0.077024 | 0.077015 | 0.076997 | 0.076975 | 0.076926
| SPS1 | CH | Process and space heating production in industry sectors¦Gas¦Biogas boiler | PJ/yr. | 0.31054 | 0.39254 | 0.91211 | 2.999 | 2.9991 | 2.9991 | 3.0181 | 3.0371 | 3.0371 | 3.0371 | 3.0371 | 3.0372
| SPS1 | CH | Process and space heating production in industry sectors¦Coal | PJ/yr. | 2.3674 | 2.3075 | 0.021575 | 0.0017547 | 0.0022769 | 0.0047319 | 0.0023639 | 4.0516e-05 | 5.952e-05 | 7.2337e-05 | 7.282e-05 | 0.00010221
| SPS1 | CH | Process and space heating production in industry sectors¦Coal¦Coal boiler | PJ/yr. | 2.3674 | 2.3075 | 0.021575 | 0.0017547 | 0.0022769 | 0.0047319 | 0.0023639 | 4.0516e-05 | 5.952e-05 | 7.2337e-05 | 7.282e-05 | 0.00010221
| SPS1 | CH | Process and space heating production in industry sectors¦Heat | PJ/yr. | 11.7674 | 12.6355 | 12.5687 | 13.9703 | 13.5929 | 14.5884 | 16.3375 | 20.092 | 19.8236 | 19.2926 | 18.7714 | 18.7259
| SPS1 | CH | Process and space heating production in industry sectors¦Heat¦On-site CHPs | PJ/yr. | 5.1851 | 5.5676 | 5.6974 | 6.6783 | 6.5213 | 7.3685 | 9.6071 | 12.474 | 12.2721 | 12.2168 | 12.7481 | 12.7239
| SPS1 | CH | Process and space heating production in industry sectors¦Heat¦On-site CHPs¦Industrial CHPs oil | PJ/yr. | 1.1131 | 1.9669 | 0.086862 | 1.2388 | 0.78046 | 0 | 0 | 0 | 0.012344 | 0.012811 | 0.017265 | 0.026308
| SPS1 | CH | Process and space heating production in industry sectors¦Heat¦On-site CHPs¦Industrial CHPs gas | PJ/yr. | 0.96538 | 0.096365 | 0.06632 | 0.16125 | 0.55345 | 0.33079 | 0.098554 | 0.12936 | 0.4373 | 0.37026 | 0.43998 | 0.43878
| SPS1 | CH | Process and space heating production in industry sectors¦Heat¦On-site CHPs¦Industrial CHPs gas (CCS) | PJ/yr. | 0 | 0 | 0 | 0 | 0 | 0.0070215 | 0.0078928 | 0.074854 | 0.25286 | 0.21414 | 0.25445 | 0.25376
| SPS1 | CH | Process and space heating production in industry sectors¦Heat¦On-site CHPs¦Industrial CHPs fuel cells (gas reformer) | PJ/yr. | 0 | 0 | 0 | 0 | 0.0031212 | 0.0054297 | 0.0044695 | 0.004305 | 0.0041224 | 0.0048855 | 0.0022842 | 0.0022843
| SPS1 | CH | Process and space heating production in industry sectors¦Heat¦On-site CHPs¦Industrial CHPs wastes | PJ/yr. | 2.3162 | 1.8707 | 2.3759 | 2.1436 | 1.8196 | 1.4262 | 0.0095087 | 0.0027252 | 0.0044053 | 0.0035102 | 0.0019217 | 0.0010634
| SPS1 | CH | Process and space heating production in industry sectors¦Heat¦On-site CHPs¦Industrial CHPs wastes CCS | PJ/yr. | 0 | 0 | 0 | 0 | 0 | 0.12465 | 1.1634 | 2.0911 | 1.8995 | 1.9001 | 1.9007 | 1.8966
| SPS1 | CH | Process and space heating production in industry sectors¦Heat¦On-site CHPs¦Industrial CHPs wood | PJ/yr. | 0.79045 | 1.6335 | 3.1683 | 3.1347 | 3.0331 | 1.8886 | 0.8566 | 0.85224 | 0.027109 | 0.01467 | 0.013288 | 0.014672
| SPS1 | CH | Process and space heating production in industry sectors¦Heat¦On-site CHPs¦Industrial CHPs wood (CCS) | PJ/yr. | 0 | 0 | 0 | 0 | 0 | 3.3771 | 7.2749 | 8.6629 | 8.5918 | 8.6387 | 8.6305 | 8.6068
| SPS1 | CH | Process and space heating production in industry sectors¦Heat¦On-site CHPs¦Industrial CHPs fuel cells (hydrogen) | PJ/yr. | 0 | 0 | 0 | 0 | 0.33148 | 0.20874 | 0.19178 | 0.65653 | 1.0426 | 1.0577 | 1.4877 | 1.4836
| SPS1 | CH | Process and space heating production in industry sectors¦Heat¦District heating | PJ/yr. | 6.5823 | 7.0679 | 6.8712 | 7.2919 | 7.0716 | 7.2199 | 6.7304 | 7.618 | 7.5515 | 7.0758 | 6.0233 | 6.002
| SPS1 | CH | Process and space heating production in industry sectors¦Wood | PJ/yr. | 5.3111 | 6.267 | 5.8342 | 6.8493 | 6.8435 | 6.7632 | 5.1009 | 5.1242 | 5.0749 | 6.6863 | 5.0474 | 5.0278
| SPS1 | CH | Process and space heating production in industry sectors¦Wood¦Wood boiler | PJ/yr. | 5.3111 | 6.267 | 5.8342 | 6.8493 | 6.8435 | 6.7632 | 5.1009 | 5.1242 | 5.0749 | 6.6863 | 5.0474 | 5.0278
| SPS1 | CH | Process and space heating production in industry sectors¦Pellets | PJ/yr. | 0.46155 | 0.54459 | 0.54459 | 0.54532 | 0.54579 | 0.54582 | 0.54582 | 0.54583 | 0.54584 | 0.54585 | 0.54586 | 0.54604
| SPS1 | CH | Process and space heating production in industry sectors¦Pellets¦Pellet boiler | PJ/yr. | 0.46155 | 0.54459 | 0.54459 | 0.54532 | 0.54579 | 0.54582 | 0.54582 | 0.54583 | 0.54584 | 0.54585 | 0.54586 | 0.54604
| SPS1 | CH | Process and space heating production in industry sectors¦Wastes | PJ/yr. | 4.1174 | 4.2663 | 2.9612 | 2.9281 | 2.895 | 2.8805 | 2.9089 | 0.032773 | 0.0058748 | 0.0051328 | 0.002048 | 0.0010323
| SPS1 | CH | Process and space heating production in industry sectors¦Wastes¦Wastes boiler | PJ/yr. | 4.1174 | 4.2663 | 2.9612 | 2.9281 | 2.895 | 2.8805 | 2.9089 | 0.032773 | 0.0058748 | 0.0051328 | 0.002048 | 0.0010323
| SPS1 | CH | Process and space heating production in industry sectors¦Solar | PJ/yr. | 0.067642 | 0.085503 | 0.084024 | 0.085768 | 0.033484 | 0.084444 | 0.081456 | 0.089618 | 0.02137 | 0.0091559 | 0.0037344 | 0.0062727
| SPS1 | CH | Process and space heating production in industry sectors¦Solar¦Solar thermal | PJ/yr. | 0.067642 | 0.085503 | 0.084024 | 0.085768 | 0.033484 | 0.084444 | 0.081456 | 0.089618 | 0.02137 | 0.0091559 | 0.0037344 | 0.0062727
| SPS1 | CH | Process and space heating production in industry sectors¦Hydrogen | PJ/yr. | 0 | 0 | 0 | 0 | 5.4964 | 6.4271 | 6.4274 | 6.501 | 7.9768 | 8.7029 | 8.7029 | 8.7031
| SPS1 | CH | Process and space heating production in industry sectors¦Hydrogen¦Hydrogen boiler | PJ/yr. | 0 | 0 | 0 | 0 | 5.4964 | 6.4271 | 6.4274 | 6.501 | 7.9768 | 8.7029 | 8.7029 | 8.7031
| SPS1 | CH | Process and space heating production in industry sectors¦Energy savings | PJ/yr. | 0 | 4.8942 | 4.8943 | 5.1611 | 12.413 | 15.442 | 19.278 | 19.3796 | 19.3796 | 19.3796 | 19.3796 | 19.3797
| SPS1 | CH | Process and space heating production in industry sectors¦Energy savings¦Measures in electric specific uses | PJ/yr. | 0 | 0.8506 | 0.85062 | 0.89939 | 2.2487 | 3.2665 | 4.6668 | 4.7301 | 4.7299 | 4.7246 | 4.7246 | 4.7246
| SPS1 | CH | Process and space heating production in industry sectors¦Energy savings¦Measuers in process and space heating | PJ/yr. | 0 | 4.0436 | 4.0437 | 4.2617 | 10.1642 | 12.1756 | 14.6112 | 14.6495 | 14.6497 | 14.6551 | 14.6551 | 14.6552
| SPS1 | CH | Efficiency in industry sectors | % | bar: 2020 to 2070
| SPS1 | CH | Efficiency in industry sectors¦Electricity¦Electric boiler | % | 84.26% | 84.31% | 84.37% | 84.49% | 84.6% | 84.71% | 84.82% | 84.93% | 84.93% | 84.93% | 84.93% | 84.93%
| SPS1 | CH | Efficiency in industry sectors¦Electricity¦Heat pump electric | % | 308.1% | 310.6% | 314.2% | 320.4% | 326.5% | 332.7% | 338.8% | 344.9% | 344.9% | 344.9% | 344.9% | 344.9%
| SPS1 | CH | Efficiency in industry sectors¦Electricity¦Other electric processes | % | 100% | 100% | 100% | 100% | 100% | 100% | 100.2% | 96.2% | 96.25% | 96.32% | 96.22% | 96.08%
| SPS1 | CH | Efficiency in industry sectors¦Oil¦Light fuel boiler | % | 77.75% | 77.87% | 78.06% | 78.38% | 78.69% | 79% | 79.32% | 79.63% | 79.63% | 79.63% | 79.63% | 79.63%
| SPS1 | CH | Efficiency in industry sectors¦Oil¦Heavy fuel boiler | % | 67.61% | 67.9% | 68.34% | 69.08% | 69.81% | 70.54% | 71.27% | - | - | - | - | -
| SPS1 | CH | Efficiency in industry sectors¦Gas¦Gas boiler | % | 80.54% | 80.66% | 80.67% | 80.93% | 82.87% | 83.1% | 84.09% | 84.1% | 79.82% | 80.76% | 79.61% | 77.91%
| SPS1 | CH | Efficiency in industry sectors¦Gas¦Heat pump gas | % | 0% | 0% | 197.9% | 60.19% | 95.38% | 180.4% | 136.7% | 207.2% | - | - | - | -
| SPS1 | CH | Efficiency in industry sectors¦Gas¦Biogas boiler | % | 68.27% | 67.02% | 69.74% | 70.48% | 70.48% | 70.48% | 70.92% | 71.37% | 72% | 72% | 72% | 72%
| SPS1 | CH | Efficiency in industry sectors¦Coal¦Coal boiler | % | 66.5% | 66.6% | 66.75% | 67% | 67.25% | 67.5% | 67.75% | 68% | 68% | 68% | 68% | 68%
| SPS1 | CH | Efficiency in industry sectors¦Heat¦On-site CHPs¦Industrial CHPs oil | % | 119.7% | 95.09% | 93.16% | 95.55% | 93.66% | - | - | - | 94.71% | 94.69% | 94.6% | 94.34%
| SPS1 | CH | Efficiency in industry sectors¦Heat¦On-site CHPs¦Industrial CHPs gas | % | 119.7% | 95.09% | 93.16% | 95.55% | 93.66% | 94.28% | 94.47% | 94.96% | 94.71% | 94.69% | 94.6% | 94.34%
| SPS1 | CH | Efficiency in industry sectors¦Heat¦On-site CHPs¦Industrial CHPs gas (CCS) | % | - | - | - | - | - | 94.28% | 94.47% | 94.96% | 94.71% | 94.69% | 94.6% | 94.34%
| SPS1 | CH | Efficiency in industry sectors¦Heat¦On-site CHPs¦Industrial CHPs fuel cells (gas reformer) | % | - | - | - | - | 93.66% | 94.28% | 94.47% | 94.96% | 94.71% | 94.69% | 94.6% | 94.34%
| SPS1 | CH | Efficiency in industry sectors¦Heat¦On-site CHPs¦Industrial CHPs wastes | % | 119.7% | 95.09% | 93.16% | 95.55% | 93.66% | 94.28% | 94.47% | 94.96% | 94.71% | 94.69% | 94.6% | 94.34%
| SPS1 | CH | Efficiency in industry sectors¦Heat¦On-site CHPs¦Industrial CHPs wastes CCS | % | - | - | - | - | - | 94.28% | 94.47% | 94.96% | 94.71% | 94.69% | 94.6% | 94.34%
| SPS1 | CH | Efficiency in industry sectors¦Heat¦On-site CHPs¦Industrial CHPs wood | % | 119.7% | 95.09% | 93.16% | 95.55% | 93.66% | 94.28% | 94.47% | 94.96% | 94.71% | 94.69% | 94.6% | 94.34%
| SPS1 | CH | Efficiency in industry sectors¦Heat¦On-site CHPs¦Industrial CHPs wood (CCS) | % | - | - | - | - | - | 94.28% | 94.47% | 94.96% | 94.71% | 94.69% | 94.6% | 94.34%
| SPS1 | CH | Efficiency in industry sectors¦Heat¦On-site CHPs¦Industrial CHPs fuel cells (hydrogen) | % | - | - | - | - | 93.66% | 94.28% | 94.47% | 94.96% | 94.71% | 94.69% | 94.6% | 94.34%
| SPS1 | CH | Efficiency in industry sectors¦Heat¦District heating | % | 92.45% | 92.65% | 92.94% | 93.44% | 93.93% | 94.43% | 94.71% | 95% | 95% | 95% | 95% | 95%
| SPS1 | CH | Efficiency in industry sectors¦Wood¦Wood boiler | % | 59% | 59.07% | 59.17% | 59.33% | 59.5% | 59.67% | 59.83% | 60% | 60% | 60% | 60% | 60%
| SPS1 | CH | Efficiency in industry sectors¦Pellets¦Pellet boiler | % | 73.75% | 73.83% | 73.96% | 74.17% | 74.38% | 74.58% | 74.79% | 75% | 75% | 75% | 75% | 75%
| SPS1 | CH | Efficiency in industry sectors¦Wastes¦Wastes boiler | % | 52.8% | 52.8% | 52.8% | 52.8% | 52.8% | 52.8% | 53.6% | 54.4% | 54.4% | 54.4% | 54.4% | 54.4%
| SPS1 | CH | Efficiency in industry sectors¦Solar¦Solar thermal | % | 100% | 100% | 100% | 100% | 100% | 100% | 100% | 100% | 100% | 100% | 100% | 100%
| SPS1 | CH | Efficiency in industry sectors¦Hydrogen¦Hydrogen boiler | % | - | - | - | - | 77.66% | 79.14% | 79.74% | 80.51% | 81.06% | 81.06% | 81.15% | 81.27%
| SPS1 | CH | Fuel consumption in Services sectors | PJ/yr. | 140.1013 | 137.0524 | 130.5713 | 128.882 | 127.15 | 126.3383 | 123.0694 | 114.0989 | 112.7455 | 113.691 | 113.8499 | 115.062
| SPS1 | CH | Fuel consumption in Services sectors¦Electricity | PJ/yr. | 60.95 | 60.1301 | 65.1174 | 65.4193 | 65.3814 | 65.5305 | 64.7749 | 66.2808 | 68.191 | 69.7434 | 70.3322 | 71.2045
| SPS1 | CH | Fuel consumption in Services sectors¦Electricity¦Electric boiler | PJ/yr. | 2.6236 | 0.0029576 | 2.1197 | 1.8224 | 1.5213 | 1.257 | 0.94132 | 0.70969 | 1.2301 | 1.6694 | 1.046 | 0.74617
| SPS1 | CH | Fuel consumption in Services sectors¦Electricity¦Heat pump electric | PJ/yr. | 1.3316 | 1.4252 | 1.4594 | 1.5269 | 1.568 | 1.6159 | 1.6989 | 3.96 | 4.3017 | 4.5594 | 4.9613 | 5.3602
| SPS1 | CH | Fuel consumption in Services sectors¦Electricity¦Other electric appliances | PJ/yr. | 56.9948 | 58.7019 | 61.5383 | 62.0699 | 62.2922 | 62.6575 | 62.1347 | 61.6111 | 62.6592 | 63.5146 | 64.3248 | 65.0981
| SPS1 | CH | Fuel consumption in Services sectors¦Oil¦Total | PJ/yr. | 30.2567 | 25.5628 | 19.1768 | 15.8281 | 8.7425 | 5.9703 | 3.1608 | 0.86614 | 0.8531 | 0.85926 | 0.85959 | 0.85962
| SPS1 | CH | Fuel consumption in Services sectors¦Oil¦Total¦Light fuel boiler | PJ/yr. | 30.2567 | 25.5628 | 19.1768 | 15.8281 | 8.7425 | 5.9703 | 3.1608 | 0.86614 | 0.8531 | 0.85926 | 0.85959 | 0.85962
| SPS1 | CH | Fuel consumption in Services sectors¦Oil¦Fossil liquids | PJ/yr. | 30.2567 | 25.5628 | 19.1768 | 15.8274 | 8.7392 | 5.9682 | 3.158 | 1.3636e-05 | 4.6665e-05 | 5.3131e-05 | 5.6163e-05 | 8.3248e-05
| SPS1 | CH | Fuel consumption in Services sectors¦Oil¦Fossil liquids¦Light fuel oil | PJ/yr. | 30.2567 | 25.5628 | 19.1768 | 15.8274 | 8.7392 | 5.9682 | 3.158 | 1.3636e-05 | 4.6665e-05 | 5.3131e-05 | 5.6163e-05 | 8.3248e-05
| SPS1 | CH | Fuel consumption in Services sectors¦Oil¦Fossil liquids¦Light fuel oil¦Light fuel oil boiler | PJ/yr. | 30.2567 | 25.5628 | 19.1768 | 15.8274 | 8.7392 | 5.9682 | 3.158 | 1.3636e-05 | 4.6665e-05 | 5.3131e-05 | 5.6163e-05 | 8.3248e-05
| SPS1 | CH | Fuel consumption in Services sectors¦Oil¦Synthetic liquids | PJ/yr. | 0 | 0 | 1.0604e-05 | 0.0006545 | 0.0033766 | 0.0021049 | 0.0027594 | 0.86613 | 0.85306 | 0.85921 | 0.85953 | 0.85953
| SPS1 | CH | Fuel consumption in Services sectors¦Oil¦Synthetic liquids¦Light fuel oil boiler | PJ/yr. | 0 | 0 | 1.0604e-05 | 0.0006545 | 0.0033766 | 0.0021049 | 0.0027594 | 0.86613 | 0.85306 | 0.85921 | 0.85953 | 0.85953
| SPS1 | CH | Fuel consumption in Services sectors¦Gas¦Total | PJ/yr. | 26.951 | 28.287 | 23.3634 | 23.9125 | 24.6785 | 22.5369 | 10.2191 | 8.5697 | 8.4035 | 8.4117 | 8.8156 | 8.8021
| SPS1 | CH | Fuel consumption in Services sectors¦Gas¦Total¦Gas boiler | PJ/yr. | 25.5487 | 26.7498 | 22.1061 | 22.5155 | 22.7958 | 18.7765 | 6.4528 | 4.7751 | 4.665 | 4.5427 | 4.6444 | 4.6422
| SPS1 | CH | Fuel consumption in Services sectors¦Gas¦Total¦Heat pump gas | PJ/yr. | 0 | 0 | 0.0064685 | 0.0057607 | 0.056405 | 0.10419 | 0.10067 | 0.13343 | 0.084302 | 0.21539 | 0.14939 | 0.13526
| SPS1 | CH | Fuel consumption in Services sectors¦Gas¦Total¦Biogas boiler | PJ/yr. | 1.4023 | 1.5373 | 1.2509 | 1.3913 | 1.8263 | 3.6563 | 3.6657 | 3.6611 | 3.6541 | 3.6536 | 4.0218 | 4.0247
| SPS1 | CH | Fuel consumption in Services sectors¦Gas¦Fossil gases | PJ/yr. | 25.2646 | 23.9156 | 22.1005 | 22.5139 | 22.7937 | 18.6849 | 6.0858 | 2.9722 | 2.9284 | 2.804 | 2.8989 | 2.9224
| SPS1 | CH | Fuel consumption in Services sectors¦Gas¦Fossil gases¦Gas boiler | PJ/yr. | 25.2646 | 23.9156 | 22.094 | 22.5081 | 22.7374 | 18.5818 | 5.9923 | 2.8914 | 2.8764 | 2.6771 | 2.8085 | 2.8397
| SPS1 | CH | Fuel consumption in Services sectors¦Gas¦Fossil gases¦Heat pump gas | PJ/yr. | 0 | 0 | 0.0064649 | 0.0057588 | 0.05626 | 0.10311 | 0.093484 | 0.080795 | 0.05198 | 0.12693 | 0.090338 | 0.082742
| SPS1 | CH | Fuel consumption in Services sectors¦Gas¦Synthetic gases | PJ/yr. | 1.6864 | 4.3715 | 1.2565 | 1.3929 | 1.8284 | 3.7479 | 4.0327 | 5.464 | 5.3908 | 5.3924 | 5.7674 | 5.7444
| SPS1 | CH | Fuel consumption in Services sectors¦Gas¦Synthetic gases¦Gas boiler | PJ/yr. | 0.28414 | 2.8342 | 0.005611 | 0.0016355 | 0.0021409 | 0.091094 | 0.3614 | 1.7539 | 1.7058 | 1.66 | 1.6911 | 1.6711
| SPS1 | CH | Fuel consumption in Services sectors¦Gas¦Synthetic gases¦Heat pump gas | PJ/yr. | 0 | 0 | 1.6418e-06 | 4.1846e-07 | 5.2973e-06 | 0.0005055 | 0.0056381 | 0.049009 | 0.030826 | 0.078711 | 0.054396 | 0.048691
| SPS1 | CH | Fuel consumption in Services sectors¦Gas¦Synthetic gases¦Biogas boiler | PJ/yr. | 1.4023 | 1.5373 | 1.2509 | 1.3913 | 1.8263 | 3.6563 | 3.6657 | 3.6611 | 3.6541 | 3.6536 | 4.0218 | 4.0247
| SPS1 | CH | Fuel consumption in Services sectors¦Heat | PJ/yr. | 7.727 | 8.3698 | 8.3655 | 8.1806 | 7.8681 | 7.5575 | 8.5328 | 8.5219 | 9.0772 | 8.9816 | 8.9943 | 8.9237
| SPS1 | CH | Fuel consumption in Services sectors¦Heat¦On-site CHPs | PJ/yr. | 2.1169 | 2.293 | 2.2888 | 2.1038 | 1.7913 | 1.3046 | 0.76986 | 0.7547 | 0.77136 | 0.67561 | 0.68831 | 0.61763
| SPS1 | CH | Fuel consumption in Services sectors¦Heat¦On-site CHPs¦Services sectors CHPs (bio)gas | PJ/yr. | 1.4243 | 1.5546 | 1.3711 | 1.2417 | 0.99997 | 0.84497 | 0.73853 | 0.69408 | 0.64918 | 0.57244 | 0.56096 | 0.47628
| SPS1 | CH | Fuel consumption in Services sectors¦Heat¦On-site CHPs¦Services sectors CHPs gas | PJ/yr. | 0.69261 | 0.73842 | 0.91766 | 0.84745 | 0.75837 | 0.41921 | 0 | 0 | 0.020639 | 0.02083 | 0.018381 | 0.024924
| SPS1 | CH | Fuel consumption in Services sectors¦Heat¦On-site CHPs¦Services sectors CHPs fuel cells (gas reformer) | PJ/yr. | 0 | 0 | 0 | 0 | 0 | 0 | 0 | 0 | 0.0021246 | 0.002431 | 0.002007 | 0.0031383
| SPS1 | CH | Fuel consumption in Services sectors¦Heat¦On-site CHPs¦Services sectors CHPs wood | PJ/yr. | 0 | 0 | 0 | 0.0065603 | 0.0099914 | 0.019918 | 0.014738 | 0.011828 | 0.025573 | 0.013044 | 0.011167 | 0.014432
| SPS1 | CH | Fuel consumption in Services sectors¦Heat¦On-site CHPs¦Services sectors CHPs fuel cells (hydrogen) | PJ/yr. | 0 | 0 | 0 | 0.0080838 | 0.022988 | 0.020453 | 0.016587 | 0.048793 | 0.073851 | 0.066863 | 0.095792 | 0.098858
| SPS1 | CH | Fuel consumption in Services sectors¦Heat¦District heating | PJ/yr. | 5.61 | 6.0767 | 6.0767 | 6.0767 | 6.0768 | 6.253 | 7.763 | 7.7672 | 8.3059 | 8.306 | 8.306 | 8.3061
| SPS1 | CH | Fuel consumption in Services sectors¦Wood | PJ/yr. | 8.5744 | 8.4227 | 8.497 | 8.3866 | 10.3721 | 11.5471 | 22.2887 | 8.1476 | 3.9417 | 3.0741 | 0.52662 | 0.79435
| SPS1 | CH | Fuel consumption in Services sectors¦Wood¦Wood boiler | PJ/yr. | 8.5744 | 8.4227 | 8.497 | 8.3866 | 10.3721 | 11.5471 | 22.2887 | 8.1476 | 3.9417 | 3.0741 | 0.52662 | 0.79435
| SPS1 | CH | Fuel consumption in Services sectors¦Pellets | PJ/yr. | 2.0857 | 2.4001 | 2.0095 | 2.1773 | 2.303 | 2.4424 | 2.4066 | 3.3962 | 2.4206 | 2.44 | 2.439 | 2.4391
| SPS1 | CH | Fuel consumption in Services sectors¦Pellets¦Pellet boiler | PJ/yr. | 2.0857 | 2.4001 | 2.0095 | 2.1773 | 2.303 | 2.4424 | 2.4066 | 3.3962 | 2.4206 | 2.44 | 2.439 | 2.4391
| SPS1 | CH | Fuel consumption in Services sectors¦Solar | PJ/yr. | 0.62701 | 0.68735 | 0.68521 | 0.68811 | 3.4182 | 5.7504 | 6.9188 | 6.9204 | 6.0109 | 5.6816 | 6.2092 | 5.3246
| SPS1 | CH | Fuel consumption in Services sectors¦Solar¦Solar thermal | PJ/yr. | 0.62701 | 0.68735 | 0.68521 | 0.68811 | 3.4182 | 5.7504 | 6.9188 | 6.9204 | 6.0109 | 5.6816 | 6.2092 | 5.3246
| SPS1 | CH | Fuel consumption in Services sectors¦Hydrogen | PJ/yr. | 0 | 0 | 0 | 0.62496 | 0.46625 | 0.80185 | 0.18036 | 0.30844 | 1.8027 | 1.7331 | 1.7816 | 1.7054
| SPS1 | CH | Fuel consumption in Services sectors¦Hydrogen¦From gas grid (mixed with methane) | PJ/yr. | 0 | 0 | 0 | 0 | 0 | 0 | 0 | 0 | 0 | 0 | 0 | 0
| SPS1 | CH | Fuel consumption in Services sectors¦Hydrogen¦From hydrogen grid | PJ/yr. | 0 | 0 | 0 | 0.62496 | 0.46625 | 0.80185 | 0.18036 | 0.30844 | 1.8027 | 1.7331 | 1.7816 | 1.7054
| SPS1 | CH | Fuel consumption in Services sectors¦Hydrogen¦From hydrogen grid¦Hydrogen boiler | PJ/yr. | 0 | 0 | 0 | 0.62496 | 0.46625 | 0.80185 | 0.18036 | 0.30844 | 1.8027 | 1.7331 | 1.7816 | 1.7054
| SPS1 | CH | Fuel consumption in Services sectors¦Ambient heat | PJ/yr. | 2.9296 | 3.1925 | 3.3565 | 3.6646 | 3.9199 | 4.2013 | 4.5871 | 11.0879 | 12.0447 | 12.7662 | 13.8917 | 15.0086
| SPS1 | CH | Fuel consumption in Services sectors¦Ambient heat¦Heat pump electric | PJ/yr. | 2.9296 | 3.1925 | 3.3565 | 3.6646 | 3.9199 | 4.2013 | 4.5871 | 11.0879 | 12.0447 | 12.7662 | 13.8917 | 15.0086
| SPS1 | CH | Fuel consumption in Services sectors¦Ambient heat¦Heat pump gas | PJ/yr. | 0 | 0 | 0.0063391 | 0.0059911 | 0.062045 | 0.12087 | 0.12282 | 0.17079 | 0.10791 | 0.2757 | 0.19122 | 0.17314
| SPS1 | CH | Space water and process heat production in Services sectors | PJ/yr. | 73.2386 | 78.6339 | 79.1705 | 77.7462 | 76.4511 | 75.4253 | 74.1571 | 70.6041 | 69.3545 | 69.7166 | 69.7326 | 70.1107
| SPS1 | CH | Space water and process heat production in Services sectors¦Electricity | PJ/yr. | 63.6501 | 63.3223 | 68.3017 | 68.9471 | 69.1967 | 69.6532 | 69.3091 | 77.3331 | 80.1742 | 82.4261 | 84.1716 | 86.1758
| SPS1 | CH | Space water and process heat production in Services sectors¦Electricity¦Electric boiler | PJ/yr. | 2.3941 | 0.0027062 | 1.9475 | 1.6858 | 1.4167 | 1.1785 | 0.88837 | 0.67421 | 1.1686 | 1.5859 | 0.99371 | 0.70886
| SPS1 | CH | Space water and process heat production in Services sectors¦Electricity¦Heat pump electric | PJ/yr. | 4.2612 | 4.6177 | 4.8159 | 5.1915 | 5.4879 | 5.8172 | 6.286 | 15.0478 | 16.3463 | 17.3256 | 18.8531 | 20.3688
| SPS1 | CH | Space water and process heat production in Services sectors¦Electricity¦Other electric appliances | PJ/yr. | 56.9948 | 58.7019 | 61.5383 | 62.0699 | 62.2922 | 62.6575 | 62.1347 | 61.6111 | 62.6592 | 63.5146 | 64.3248 | 65.0981
| SPS1 | CH | Space water and process heat production in Services sectors¦Oil | PJ/yr. | 24.8431 | 21.0306 | 15.8236 | 13.1248 | 7.2856 | 5.0001 | 2.6472 | 0.7254 | 0.71447 | 0.71963 | 0.71991 | 0.71993
| SPS1 | CH | Space water and process heat production in Services sectors¦Oil¦Light fuel boiler | PJ/yr. | 24.8431 | 21.0306 | 15.8236 | 13.1248 | 7.2856 | 5.0001 | 2.6472 | 0.7254 | 0.71447 | 0.71963 | 0.71991 | 0.71993
| SPS1 | CH | Space water and process heat production in Services sectors¦Gas | PJ/yr. | 25.4128 | 26.6677 | 22.0279 | 22.7325 | 23.355 | 21.2838 | 9.4707 | 7.9258 | 7.8486 | 7.8817 | 8.2046 | 8.2072
| SPS1 | CH | Space water and process heat production in Services sectors¦Gas¦Gas boiler | PJ/yr. | 24.1897 | 25.3269 | 20.9241 | 21.5073 | 21.6437 | 17.8697 | 6.05 | 4.4283 | 4.4692 | 4.2039 | 4.3562 | 4.3885
| SPS1 | CH | Space water and process heat production in Services sectors¦Gas¦Heat pump gas | PJ/yr. | 0 | 0 | 0.012808 | 0.011752 | 0.11845 | 0.22506 | 0.22348 | 0.30422 | 0.19221 | 0.4911 | 0.34061 | 0.3084
| SPS1 | CH | Space water and process heat production in Services sectors¦Gas¦Biogas boiler | PJ/yr. | 1.2231 | 1.3408 | 1.091 | 1.2135 | 1.5929 | 3.189 | 3.1972 | 3.1932 | 3.1871 | 3.1867 | 3.5078 | 3.5103
| SPS1 | CH | Space water and process heat production in Services sectors¦Heat | PJ/yr. | 7.6497 | 8.2861 | 8.2819 | 8.0988 | 7.7894 | 7.4819 | 8.4475 | 8.4367 | 8.9865 | 8.8918 | 8.9044 | 8.8345
| SPS1 | CH | Space water and process heat production in Services sectors¦Heat¦On-site CHPs | PJ/yr. | 2.0958 | 2.2701 | 2.2659 | 2.0828 | 1.7734 | 1.2915 | 0.76216 | 0.74715 | 0.76365 | 0.66886 | 0.68142 | 0.61145
| SPS1 | CH | Space water and process heat production in Services sectors¦Heat¦On-site CHPs¦Services sectors CHPs (bio)gas | PJ/yr. | 1.4101 | 1.5391 | 1.3574 | 1.2293 | 0.98997 | 0.83652 | 0.73115 | 0.68713 | 0.64268 | 0.56672 | 0.55535 | 0.47151
| SPS1 | CH | Space water and process heat production in Services sectors¦Heat¦On-site CHPs¦Services sectors CHPs gas | PJ/yr. | 0.68568 | 0.73103 | 0.90848 | 0.83897 | 0.75079 | 0.41501 | 0 | 0 | 0.020433 | 0.020622 | 0.018197 | 0.024675
| SPS1 | CH | Space water and process heat production in Services sectors¦Heat¦On-site CHPs¦Services sectors CHPs fuel cells (gas reformer) | PJ/yr. | 0 | 0 | 0 | 0 | 0 | 0 | 0 | 0 | 0.0021034 | 0.0024067 | 0.001987 | 0.003107
| SPS1 | CH | Space water and process heat production in Services sectors¦Heat¦On-site CHPs¦Services sectors CHPs wood | PJ/yr. | 0 | 0 | 0 | 0.0064947 | 0.0098914 | 0.019718 | 0.014591 | 0.01171 | 0.025317 | 0.012914 | 0.011055 | 0.014288
| SPS1 | CH | Space water and process heat production in Services sectors¦Heat¦On-site CHPs¦Services sectors CHPs fuel cells (hydrogen) | PJ/yr. | 0 | 0 | 0 | 0.008003 | 0.022758 | 0.020248 | 0.016421 | 0.048305 | 0.073113 | 0.066194 | 0.094834 | 0.09787
| SPS1 | CH | Space water and process heat production in Services sectors¦Heat¦District heating | PJ/yr. | 5.5539 | 6.016 | 6.016 | 6.016 | 6.016 | 6.1904 | 7.6853 | 7.6895 | 8.2228 | 8.2229 | 8.2229 | 8.223
| SPS1 | CH | Space water and process heat production in Services sectors¦Wood | PJ/yr. | 6.1736 | 6.0644 | 6.1178 | 6.0384 | 7.4679 | 8.3139 | 16.0479 | 5.8663 | 2.838 | 2.2134 | 0.37916 | 0.57193
| SPS1 | CH | Space water and process heat production in Services sectors¦Wood¦Wood boiler | PJ/yr. | 6.1736 | 6.0644 | 6.1178 | 6.0384 | 7.4679 | 8.3139 | 16.0479 | 5.8663 | 2.838 | 2.2134 | 0.37916 | 0.57193
| SPS1 | CH | Space water and process heat production in Services sectors¦Pellets | PJ/yr. | 1.8771 | 2.1601 | 1.8085 | 1.9596 | 2.0727 | 2.1982 | 2.166 | 3.0566 | 2.1786 | 2.196 | 2.1951 | 2.1952
| SPS1 | CH | Space water and process heat production in Services sectors¦Pellets¦Pellet boiler | PJ/yr. | 1.8771 | 2.1601 | 1.8085 | 1.9596 | 2.0727 | 2.1982 | 2.166 | 3.0566 | 2.1786 | 2.196 | 2.1951 | 2.1952
| SPS1 | CH | Space water and process heat production in Services sectors¦Solar | PJ/yr. | 0.62701 | 0.68735 | 0.68521 | 0.68811 | 3.4182 | 5.7504 | 6.9188 | 6.9204 | 6.0109 | 5.6816 | 6.2092 | 5.3246
| SPS1 | CH | Space water and process heat production in Services sectors¦Solar¦Solar thermal | PJ/yr. | 0.62701 | 0.68735 | 0.68521 | 0.68811 | 3.4182 | 5.7504 | 6.9188 | 6.9204 | 6.0109 | 5.6816 | 6.2092 | 5.3246
| SPS1 | CH | Space water and process heat production in Services sectors¦Hydrogen | PJ/yr. | 0 | 0 | 0 | 0.39685 | 0.32762 | 0.56854 | 0.13502 | 0.25851 | 1.5746 | 1.5341 | 1.5866 | 1.4934
| SPS1 | CH | Space water and process heat production in Services sectors¦Hydrogen¦Hydrogen boiler | PJ/yr. | 0 | 0 | 0 | 0.39685 | 0.32762 | 0.56854 | 0.13502 | 0.25851 | 1.5746 | 1.5341 | 1.5866 | 1.4934
| SPS1 | CH | Space water and process heat production in Services sectors¦Energy savings | PJ/yr. | 0 | 9.1173 | 17.6622 | 17.8301 | 17.83 | 17.8327 | 21.1496 | 21.6925 | 21.6878 | 21.6868 | 21.6869 | 21.6862
| SPS1 | CH | Efficiency in Services sectors | % | bar: 2020 to 2070
| SPS1 | CH | Efficiency in Services sectors¦Electricity¦Electric boiler | % | 91.25% | 91.5% | 91.87% | 92.5% | 93.13% | 93.75% | 94.38% | 95% | 95% | 95% | 95% | 95%
| SPS1 | CH | Efficiency in Services sectors¦Electricity¦Heat pump electric | % | 320% | 324% | 330% | 340% | 350% | 360% | 370% | 380% | 380% | 380% | 380% | 380%
| SPS1 | CH | Efficiency in Services sectors¦Electricity¦Other electric appliances | % | 100% | 100% | 100% | 100% | 100% | 100% | 100% | 100% | 100% | 100% | 100% | 100%
| SPS1 | CH | Efficiency in Services sectors¦Oil¦Total¦Light fuel boiler | % | 82.11% | 82.27% | 82.51% | 82.92% | 83.34% | 83.75% | 83.75% | 83.75% | 83.75% | 83.75% | 83.75% | 83.75%
| SPS1 | CH | Efficiency in Services sectors¦Gas¦Total¦Gas boiler | % | 94.68% | 94.68% | 94.65% | 95.52% | 94.95% | 95.17% | 93.76% | 92.74% | 95.8% | 92.54% | 93.79% | 94.53%
| SPS1 | CH | Efficiency in Services sectors¦Gas¦Total¦Heat pump gas | % | - | - | 198% | 204% | 210% | 216% | 222% | 228% | 228% | 228% | 228% | 228%
| SPS1 | CH | Efficiency in Services sectors¦Gas¦Total¦Biogas boiler | % | 87.22% | 87.22% | 87.22% | 87.22% | 87.22% | 87.22% | 87.22% | 87.22% | 87.22% | 87.22% | 87.22% | 87.22%
| SPS1 | CH | Efficiency in Services sectors¦Heat¦On-site CHPs¦Services sectors CHPs (bio)gas | % | 99% | 99% | 99% | 99% | 99% | 99% | 99% | 99% | 99% | 99% | 99% | 99%
| SPS1 | CH | Efficiency in Services sectors¦Heat¦On-site CHPs¦Services sectors CHPs gas | % | 99% | 99% | 99% | 99% | 99% | 99% | - | - | 99% | 99% | 99% | 99%
| SPS1 | CH | Efficiency in Services sectors¦Heat¦On-site CHPs¦Services sectors CHPs fuel cells (gas reformer) | % | - | - | - | - | - | - | - | - | 99% | 99% | 99% | 99%
| SPS1 | CH | Efficiency in Services sectors¦Heat¦On-site CHPs¦Services sectors CHPs wood | % | - | - | - | 99% | 99% | 99% | 99% | 99% | 99% | 99% | 99% | 99%
| SPS1 | CH | Efficiency in Services sectors¦Heat¦On-site CHPs¦Services sectors CHPs fuel cells (hydrogen) | % | - | - | - | 99% | 99% | 99% | 99% | 99% | 99% | 99% | 99% | 99%
| SPS1 | CH | Efficiency in Services sectors¦Heat¦District heating | % | 99% | 99% | 99% | 99% | 99% | 99% | 99% | 99% | 99% | 99% | 99% | 99%
| SPS1 | CH | Efficiency in Services sectors¦Wood¦Wood boiler | % | 72% | 72% | 72% | 72% | 72% | 72% | 72% | 72% | 72% | 72% | 72% | 72%
| SPS1 | CH | Efficiency in Services sectors¦Pellets¦Pellet boiler | % | 90% | 90% | 90% | 90% | 90% | 90% | 90% | 90% | 90% | 90% | 90% | 90%
| SPS1 | CH | Efficiency in Services sectors¦Solar¦Solar thermal | % | 100% | 100% | 100% | 100% | 100% | 100% | 100% | 100% | 100% | 100% | 100% | 100%
| SPS1 | CH | Efficiency in Services sectors¦Hydrogen¦Hydrogen boiler | % | - | - | - | 63.5% | 70.27% | 70.9% | 74.86% | 83.81% | 87.35% | 88.52% | 89.05% | 87.57%
| SPS1 | CH | Fuel consumption in Residential sector | PJ/yr. | 217.97 | 219.904 | 220.0143 | 217.6973 | 202.8994 | 192.0566 | 188.9545 | 188.7963 | 184.6961 | 181.0989 | 185.1607 | 177.5244
| SPS1 | CH | Fuel consumption in Residential sector¦Electricity | PJ/yr. | 69.4701 | 70.0175 | 68.9451 | 69.4956 | 70.0843 | 72.8365 | 71.8409 | 73.2233 | 75.1178 | 77.2431 | 78.9552 | 75.4932
| SPS1 | CH | Fuel consumption in Residential sector¦Electricity¦Space heating | PJ/yr. | 15.3333 | 15.1048 | 14.998 | 16.1574 | 17.9062 | 20.5699 | 20.4251 | 21.6839 | 22.1598 | 22.7689 | 23.9982 | 21.7348
| SPS1 | CH | Fuel consumption in Residential sector¦Electricity¦Space heating¦Electric boiler | PJ/yr. | 9.3769 | 8.1251 | 7.4054 | 5.5168 | 2.9071 | 1.8024 | 1.1929 | 1.4183 | 1.8867 | 2.4951 | 3.7244 | 1.4587
| SPS1 | CH | Fuel consumption in Residential sector¦Electricity¦Space heating¦Heat pump electric | PJ/yr. | 5.9564 | 6.9796 | 7.5926 | 10.6405 | 14.9992 | 18.7676 | 19.2323 | 20.2656 | 20.273 | 20.2738 | 20.2738 | 20.2761
| SPS1 | CH | Fuel consumption in Residential sector¦Electricity¦Water heating | PJ/yr. | 9.5599 | 10.0853 | 9.3136 | 8.4999 | 7.148 | 7.2147 | 6.5422 | 6.6073 | 7.4821 | 8.6147 | 8.6842 | 7.4694
| SPS1 | CH | Fuel consumption in Residential sector¦Electricity¦Water heating¦Electric boiler | PJ/yr. | 8.411 | 8.7989 | 7.5217 | 5.6091 | 2.6219 | 1.6155 | 1.0626 | 1.2557 | 1.6708 | 2.2109 | 3.2978 | 1.4463
| SPS1 | CH | Fuel consumption in Residential sector¦Electricity¦Water heating¦Heat pump electric | PJ/yr. | 1.1489 | 1.2864 | 1.7919 | 2.8908 | 4.5261 | 5.5992 | 5.4796 | 5.3516 | 5.8114 | 6.4037 | 5.3864 | 6.0231
| SPS1 | CH | Fuel consumption in Residential sector¦Electricity¦Other appliances | PJ/yr. | 44.5769 | 44.8274 | 44.6335 | 44.8383 | 45.0301 | 45.0519 | 44.8735 | 44.9321 | 45.4759 | 45.8595 | 46.2728 | 46.289
| SPS1 | CH | Fuel consumption in Residential sector¦Oil¦Total | PJ/yr. | 60.2319 | 51.3201 | 47.8888 | 39.2097 | 13.2665 | 0.03603 | 0.030425 | 0.025538 | 0.024938 | 0.022424 | 0.022518 | 0.021493
| SPS1 | CH | Fuel consumption in Residential sector¦Oil¦Fossil liquids | PJ/yr. | 60.2319 | 51.3201 | 47.8888 | 39.2091 | 13.2631 | 0.034551 | 0.028095 | 1.4137e-05 | 4.7426e-05 | 5.3327e-05 | 5.7375e-05 | 8.4828e-05
| SPS1 | CH | Fuel consumption in Residential sector¦Oil¦Synthetic liquids | PJ/yr. | 0 | 0 | 1.0632e-05 | 0.00065591 | 0.0033693 | 0.0014789 | 0.0023295 | 0.025524 | 0.024891 | 0.022371 | 0.022461 | 0.021409
| SPS1 | CH | Fuel consumption in Residential sector¦Oil¦Total¦Space heating | PJ/yr. | 50.3715 | 43.0555 | 45.5045 | 38.5244 | 13.0672 | 0.032086 | 0.026921 | 0.024303 | 0.021063 | 0.018669 | 0.018651 | 0.017745
| SPS1 | CH | Fuel consumption in Residential sector¦Oil¦Total¦Space heating¦Light fuel boiler | PJ/yr. | 50.3715 | 43.0555 | 45.5045 | 38.5244 | 13.0672 | 0.032086 | 0.026921 | 0.024303 | 0.021063 | 0.018669 | 0.018651 | 0.017745
| SPS1 | CH | Fuel consumption in Residential sector¦Oil¦Fossil liquids¦Space heating | PJ/yr. | 50.3715 | 43.0555 | 45.5045 | 38.5238 | 13.0638 | 0.030769 | 0.02486 | 1.3454e-05 | 4.0056e-05 | 4.4396e-05 | 4.7521e-05 | 7.0033e-05
| SPS1 | CH | Fuel consumption in Residential sector¦Oil¦Fossil liquids¦Space heating¦Light fuel boiler | PJ/yr. | 50.3715 | 43.0555 | 45.5045 | 38.5238 | 13.0638 | 0.030769 | 0.02486 | 1.3454e-05 | 4.0056e-05 | 4.4396e-05 | 4.7521e-05 | 7.0033e-05
| SPS1 | CH | Fuel consumption in Residential sector¦Oil¦Synthetic liquids¦Space heating | PJ/yr. | 0 | 0 | 1.0103e-05 | 0.00064444 | 0.0033186 | 0.001317 | 0.0020612 | 0.02429 | 0.021023 | 0.018624 | 0.018603 | 0.017675
| SPS1 | CH | Fuel consumption in Residential sector¦Oil¦Synthetic liquids¦Space heating¦Light fuel boiler | PJ/yr. | 0 | 0 | 1.0103e-05 | 0.00064444 | 0.0033186 | 0.001317 | 0.0020612 | 0.02429 | 0.021023 | 0.018624 | 0.018603 | 0.017675
| SPS1 | CH | Fuel consumption in Residential sector¦Oil¦Total¦Water heating | PJ/yr. | 9.8604 | 8.2645 | 2.3843 | 0.68531 | 0.1993 | 0.0039446 | 0.0035036 | 0.0012344 | 0.003875 | 0.0037554 | 0.0038673 | 0.0037487
| SPS1 | CH | Fuel consumption in Residential sector¦Oil¦Total¦Water heating¦Light fuel boiler | PJ/yr. | 9.8604 | 8.2645 | 2.3843 | 0.68531 | 0.1993 | 0.0039446 | 0.0035036 | 0.0012344 | 0.003875 | 0.0037554 | 0.0038673 | 0.0037487
| SPS1 | CH | Fuel consumption in Residential sector¦Oil¦Fossil liquids¦Water heating¦Light fuel boiler | PJ/yr. | 9.8604 | 8.2645 | 2.3843 | 0.6853 | 0.19925 | 0.0037827 | 0.0032354 | 6.8334e-07 | 7.3693e-06 | 8.9307e-06 | 9.8539e-06 | 1.4795e-05
| SPS1 | CH | Fuel consumption in Residential sector¦Oil¦Synthetic liquids¦Water heating¦Light fuel boiler | PJ/yr. | 0 | 0 | 5.2937e-07 | 1.1464e-05 | 5.0615e-05 | 0.00016191 | 0.00026826 | 0.0012337 | 0.0038676 | 0.0037465 | 0.0038575 | 0.0037339
| SPS1 | CH | Fuel consumption in Residential sector¦Gas¦Total | PJ/yr. | 47.002 | 48.0988 | 52.3693 | 52.1639 | 45.6323 | 28.7062 | 20.4862 | 11.83 | 10.024 | 9.4231 | 9.45 | 7.9398
| SPS1 | CH | Fuel consumption in Residential sector¦Gas¦Fossil gases | PJ/yr. | 46.6963 | 48.0891 | 52.3596 | 52.1543 | 45.6227 | 28.6017 | 19.6614 | 8.7858 | 7.0777 | 6.5806 | 6.6472 | 5.277
| SPS1 | CH | Fuel consumption in Residential sector¦Gas¦Synthetic gases | PJ/yr. | 0.3057 | 0.0097251 | 0.0096395 | 0.0096216 | 0.009624 | 0.1045 | 0.82481 | 3.0442 | 2.9463 | 2.8426 | 2.8028 | 2.6627
| SPS1 | CH | Fuel consumption in Residential sector¦Gas¦Total¦Space heating | PJ/yr. | 38.4947 | 41.2292 | 40.0867 | 40.0873 | 36.7355 | 25.0094 | 17.6198 | 10.2155 | 8.7461 | 8.2331 | 8.233 | 6.9612
| SPS1 | CH | Fuel consumption in Residential sector¦Gas¦Total¦Space heating¦Gas boiler | PJ/yr. | 38.4947 | 41.2292 | 40.0538 | 40.0532 | 34.8724 | 23.2226 | 14.6543 | 8.7575 | 7.281 | 6.7691 | 6.7691 | 5.4979
| SPS1 | CH | Fuel consumption in Residential sector¦Gas¦Total¦Space heating¦Heat pump gas | PJ/yr. | 0 | 0 | 0.032958 | 0.034078 | 1.8631 | 1.7868 | 2.9655 | 1.458 | 1.465 | 1.4639 | 1.4639 | 1.4633
| SPS1 | CH | Fuel consumption in Residential sector¦Gas¦Fossil gases¦Space heating | PJ/yr. | 38.2443 | 41.2209 | 40.0794 | 40.0799 | 36.7278 | 24.9183 | 16.9104 | 7.5868 | 6.1754 | 5.7495 | 5.7911 | 4.6266
| SPS1 | CH | Fuel consumption in Residential sector¦Gas¦Fossil gases¦Space heating¦Gas boiler | PJ/yr. | 38.2443 | 41.2209 | 40.0464 | 40.0458 | 34.8651 | 23.138 | 14.0643 | 6.504 | 5.141 | 4.7272 | 4.7614 | 3.6541
| SPS1 | CH | Fuel consumption in Residential sector¦Gas¦Fossil gases¦Space heating¦Heat pump gas | PJ/yr. | 0 | 0 | 0.032952 | 0.034071 | 1.8627 | 1.7803 | 2.8461 | 1.0828 | 1.0344 | 1.0223 | 1.0297 | 0.97253
| SPS1 | CH | Fuel consumption in Residential sector¦Gas¦Synthetic gases¦Space heating | PJ/yr. | 0.25037 | 0.0083361 | 0.0073787 | 0.0073941 | 0.0077476 | 0.09104 | 0.70941 | 2.6287 | 2.5707 | 2.4836 | 2.4418 | 2.3346
| SPS1 | CH | Fuel consumption in Residential sector¦Gas¦Synthetic gases¦Space heating¦Gas boiler | PJ/yr. | 0.25037 | 0.0083361 | 0.0073726 | 0.0073878 | 0.0073547 | 0.084536 | 0.59001 | 2.2535 | 2.14 | 2.042 | 2.0077 | 1.8438
| SPS1 | CH | Fuel consumption in Residential sector¦Gas¦Synthetic gases¦Space heating¦Heat pump gas | PJ/yr. | 0 | 0 | 6.0664e-06 | 6.2856e-06 | 0.00039293 | 0.0065044 | 0.1194 | 0.37517 | 0.43061 | 0.44161 | 0.43418 | 0.49073
| SPS1 | CH | Fuel consumption in Residential sector¦Gas¦Total¦Water heating | PJ/yr. | 8.5073 | 6.8696 | 12.2825 | 12.0766 | 8.8968 | 3.6968 | 2.8664 | 1.6145 | 1.278 | 1.1901 | 1.217 | 0.97859
| SPS1 | CH | Fuel consumption in Residential sector¦Gas¦Total¦Water heating¦Gas boiler | PJ/yr. | 8.5073 | 6.8696 | 12.2747 | 12.0674 | 8.4343 | 3.2559 | 2.1284 | 1.2487 | 0.91035 | 0.82272 | 0.84969 | 0.61138
| SPS1 | CH | Fuel consumption in Residential sector¦Gas¦Total¦Water heating¦Heat pump gas | PJ/yr. | 0 | 0 | 0.0077862 | 0.0092383 | 0.46249 | 0.44097 | 0.73803 | 0.36582 | 0.36761 | 0.36736 | 0.36732 | 0.36721
| SPS1 | CH | Fuel consumption in Residential sector¦Gas¦Fossil gases¦Water heating | PJ/yr. | 8.452 | 6.8682 | 12.2803 | 12.0744 | 8.8949 | 3.6834 | 2.751 | 1.1991 | 0.90234 | 0.83108 | 0.85605 | 0.6504
| SPS1 | CH | Fuel consumption in Residential sector¦Gas¦Fossil gases¦Water heating¦Gas boiler | PJ/yr. | 8.452 | 6.8682 | 12.2725 | 12.0652 | 8.4325 | 3.244 | 2.0427 | 0.92738 | 0.64278 | 0.57454 | 0.59768 | 0.40634
| SPS1 | CH | Fuel consumption in Residential sector¦Gas¦Fossil gases¦Water heating¦Heat pump gas | PJ/yr. | 0 | 0 | 0.0077847 | 0.0092366 | 0.46239 | 0.43937 | 0.70831 | 0.27168 | 0.25956 | 0.25654 | 0.25838 | 0.24406
| SPS1 | CH | Fuel consumption in Residential sector¦Gas¦Synthetic gases¦Water heating | PJ/yr. | 0.055331 | 0.001389 | 0.0022608 | 0.0022275 | 0.0018764 | 0.013457 | 0.11541 | 0.41546 | 0.37562 | 0.359 | 0.36096 | 0.32819
| SPS1 | CH | Fuel consumption in Residential sector¦Gas¦Synthetic gases¦Water heating¦Gas boiler | PJ/yr. | 0.055331 | 0.001389 | 0.0022594 | 0.0022258 | 0.0017788 | 0.011852 | 0.085692 | 0.32132 | 0.26757 | 0.24818 | 0.25201 | 0.20504
| SPS1 | CH | Fuel consumption in Residential sector¦Gas¦Synthetic gases¦Water heating¦Heat pump gas | PJ/yr. | 0 | 0 | 1.4332e-06 | 1.704e-06 | 9.7541e-05 | 0.0016053 | 0.029714 | 0.094134 | 0.10805 | 0.11082 | 0.10894 | 0.12315
| SPS1 | CH | Fuel consumption in Residential sector¦Coal | PJ/yr. | 0.10003 | 0.10003 | 0.012698 | 0.0063754 | 0.0024385 | 0 | 0 | 0 | 0 | 0 | 0 | 0
| SPS1 | CH | Fuel consumption in Residential sector¦Coal¦Space heating | PJ/yr. | 0.10003 | 0.10003 | 0.012698 | 0.0063754 | 0.0024385 | 0 | 0 | 0 | 0 | 0 | 0 | 0
| SPS1 | CH | Fuel consumption in Residential sector¦Coal¦Space heating¦Coal boiler | PJ/yr. | 0.10003 | 0.10003 | 0.012698 | 0.0063754 | 0.0024385 | 0 | 0 | 0 | 0 | 0 | 0 | 0
| SPS1 | CH | Fuel consumption in Residential sector¦Coal¦Water heating | PJ/yr. | 0 | 0 | 0 | 0 | 0 | 0 | 0 | 0 | 0 | 0 | 0 | 0
| SPS1 | CH | Fuel consumption in Residential sector¦Coal¦Water heating¦Coal boiler | PJ/yr. | 0 | 0 | 0 | 0 | 0 | 0 | 0 | 0 | 0 | 0 | 0 | 0
| SPS1 | CH | Fuel consumption in Residential sector¦Wood | PJ/yr. | 13.7231 | 15.8576 | 13.6392 | 11.2811 | 8.9195 | 7.9131 | 7.8902 | 9.6457 | 6.5956 | 5.9762 | 4.3489 | 3.616
| SPS1 | CH | Fuel consumption in Residential sector¦Wood¦Space heating | PJ/yr. | 12.6821 | 14.6631 | 12.8839 | 10.6571 | 8.4261 | 7.4755 | 7.4538 | 9.1123 | 6.2308 | 5.6455 | 4.1083 | 3.4157
| SPS1 | CH | Fuel consumption in Residential sector¦Wood¦Space heating¦Wood boiler | PJ/yr. | 12.6821 | 14.6631 | 12.8839 | 10.6571 | 8.4261 | 7.4755 | 7.4538 | 9.1123 | 6.2308 | 5.6455 | 4.1083 | 3.4157
| SPS1 | CH | Fuel consumption in Residential sector¦Wood¦Water heating | PJ/yr. | 1.041 | 1.1945 | 0.75524 | 0.62401 | 0.4934 | 0.43765 | 0.43638 | 0.53343 | 0.36483 | 0.33068 | 0.24056 | 0.20026
| SPS1 | CH | Fuel consumption in Residential sector¦Wood¦Water heating¦Wood boiler | PJ/yr. | 1.041 | 1.1945 | 0.75524 | 0.62401 | 0.4934 | 0.43765 | 0.43638 | 0.53343 | 0.36483 | 0.33068 | 0.24056 | 0.20026
| SPS1 | CH | Fuel consumption in Residential sector¦Pellets | PJ/yr. | 3.2683 | 3.8321 | 3.7299 | 3.8908 | 4.0298 | 4.1423 | 4.2342 | 4.3191 | 4.3806 | 4.452 | 4.4519 | 4.4522
| SPS1 | CH | Fuel consumption in Residential sector¦Pellets¦Space heating | PJ/yr. | 2.9966 | 3.5203 | 3.5236 | 3.6756 | 3.8068 | 3.9132 | 4 | 4.0802 | 4.1383 | 4.2056 | 4.2057 | 4.2059
| SPS1 | CH | Fuel consumption in Residential sector¦Pellets¦Space heating¦Pellets boiler | PJ/yr. | 2.9966 | 3.5203 | 3.5236 | 3.6756 | 3.8068 | 3.9132 | 4 | 4.0802 | 4.1383 | 4.2056 | 4.2057 | 4.2059
| SPS1 | CH | Fuel consumption in Residential sector¦Pellets¦Water heating | PJ/yr. | 0.27171 | 0.31178 | 0.20628 | 0.21521 | 0.22298 | 0.22912 | 0.2342 | 0.23888 | 0.24229 | 0.24631 | 0.24623 | 0.2463
| SPS1 | CH | Fuel consumption in Residential sector¦Pellets¦Water heating¦Pellets boiler | PJ/yr. | 0.27171 | 0.31178 | 0.20628 | 0.21521 | 0.22298 | 0.22912 | 0.2342 | 0.23888 | 0.24229 | 0.24631 | 0.24623 | 0.2463
| SPS1 | CH | Fuel consumption in Residential sector¦Solar | PJ/yr. | 2.5068 | 2.9281 | 2.5249 | 2.5745 | 2.0346 | 4.3238 | 5.5257 | 7.6353 | 5.4409 | 0.51003 | 5.2441 | 3.479
| SPS1 | CH | Fuel consumption in Residential sector¦Solar¦Space heating | PJ/yr. | 0.78535 | 0.94133 | 0.94 | 0.90979 | 0.89524 | 1.9025 | 2.4313 | 3.3596 | 2.394 | 0.22442 | 2.3074 | 1.1337
| SPS1 | CH | Fuel consumption in Residential sector¦Solar¦Space heating¦Solar thermal | PJ/yr. | 0.78535 | 0.94133 | 0.94 | 0.90979 | 0.89524 | 1.9025 | 2.4313 | 3.3596 | 2.394 | 0.22442 | 2.3074 | 1.1337
| SPS1 | CH | Fuel consumption in Residential sector¦Solar¦Water heating | PJ/yr. | 1.7215 | 1.9868 | 1.5849 | 1.6647 | 1.1394 | 2.4213 | 3.0944 | 4.2758 | 3.0469 | 0.28561 | 2.9366 | 2.3453
| SPS1 | CH | Fuel consumption in Residential sector¦Solar¦Water heating¦Solar thermal | PJ/yr. | 1.7215 | 1.9868 | 1.5849 | 1.6647 | 1.1394 | 2.4213 | 3.0944 | 4.2758 | 3.0469 | 0.28561 | 2.9366 | 2.3453
| SPS1 | CH | Fuel consumption in Residential sector¦Hydrogen | PJ/yr. | 0 | 0 | 0 | 0.20002 | 0.24179 | 0.31696 | 0.11207 | 0.081827 | 0.19588 | 0.20576 | 0.17877 | 0.224
| SPS1 | CH | Fuel consumption in Residential sector¦Hydrogen¦From gas grid (mixed with methane) | PJ/yr. | 0 | 0 | 0 | 0.20002 | 0.24179 | 0.31696 | 0.11207 | 0.081827 | 0.19588 | 0.20576 | 0.17877 | 0.224
| SPS1 | CH | Fuel consumption in Residential sector¦Hydrogen¦From hydrogen grid | PJ/yr. | 0 | 0 | 0 | 0 | 0 | 0 | 0 | 0 | 0 | 0 | 0 | 0
| SPS1 | CH | Fuel consumption in Residential sector¦Hydrogen¦From hydrogen grid¦Space heating | PJ/yr. | 0 | 0 | 0 | 0 | 0 | 0 | 0 | 0 | 0 | 0 | 0 | 0
| SPS1 | CH | Fuel consumption in Residential sector¦Hydrogen¦From hydrogen grid¦Space heating¦Hydrogen boiler | PJ/yr. | 0 | 0 | 0 | 0 | 0 | 0 | 0 | 0 | 0 | 0 | 0 | 0
| SPS1 | CH | Fuel consumption in Residential sector¦Hydrogen¦From hydrogen grid¦Water heating | PJ/yr. | 0 | 0 | 0 | 0 | 0 | 0 | 0 | 0 | 0 | 0 | 0 | 0
| SPS1 | CH | Fuel consumption in Residential sector¦Hydrogen¦From hydrogen grid¦Water heating¦Hydrogen boiler | PJ/yr. | 0 | 0 | 0 | 0 | 0 | 0 | 0 | 0 | 0 | 0 | 0 | 0
| SPS1 | CH | Fuel consumption in Residential sector¦Heat | PJ/yr. | 6.4727 | 9.6734 | 9.8619 | 7.2372 | 8.7119 | 9.3195 | 9.254 | 9.6471 | 9.5207 | 8.6143 | 10.0141 | 8.4482
| SPS1 | CH | Fuel consumption in Residential sector¦Heat¦On-site CHPs | PJ/yr. | 0.12431 | 0.11571 | 0.39957 | 0.40236 | 0.42209 | 0.42059 | 0.40738 | 0.64137 | 0.75194 | 0.77334 | 0.76573 | 0.85489
| SPS1 | CH | Fuel consumption in Residential sector¦Heat¦On-site CHPs¦Residential sector CHPs gas | PJ/yr. | 0.12431 | 0.11571 | 0.39957 | 0.37273 | 0.3563 | 0.16796 | 0 | 0 | 0.14248 | 0.34704 | 0.45315 | 0.63215
| SPS1 | CH | Fuel consumption in Residential sector¦Heat¦On-site CHPs¦Residential sector CHPs fuel cells (gas reformer) | PJ/yr. | 0 | 0 | 0 | 0 | 0 | 0 | 0 | 0 | 0 | 0 | 0 | 0
| SPS1 | CH | Fuel consumption in Residential sector¦Heat¦On-site CHPs¦Residential sector CHPs wood | PJ/yr. | 0 | 0 | 0 | 0.029637 | 0.065795 | 0.25263 | 0.40738 | 0.64137 | 0.60946 | 0.4263 | 0.31258 | 0.22274
| SPS1 | CH | Fuel consumption in Residential sector¦Heat¦District heating | PJ/yr. | 6.3484 | 9.5577 | 9.4624 | 6.8349 | 8.2898 | 8.899 | 8.8467 | 9.0057 | 8.7688 | 7.841 | 9.2483 | 7.5933
| SPS1 | CH | Fuel consumption in Residential sector¦Ambient heat | PJ/yr. | 15.195 | 18.0765 | 21.0426 | 31.6381 | 49.9763 | 64.4622 | 69.5808 | 72.3884 | 73.3956 | 74.6519 | 72.4953 | 73.8506
| SPS1 | CH | Fuel consumption in Residential sector¦Ambient heat¦Space heating | PJ/yr. | 13.104 | 15.7274 | 17.749 | 26.2835 | 40.8904 | 52.8523 | 57.6462 | 60.724 | 60.755 | 60.7556 | 60.7558 | 60.7615
| SPS1 | CH | Fuel consumption in Residential sector¦Ambient heat¦Space heating¦Heat pump electric | PJ/yr. | 13.104 | 15.7274 | 17.716 | 26.2467 | 38.7478 | 50.6724 | 53.8503 | 58.7704 | 58.7918 | 58.7939 | 58.7942 | 58.8007
| SPS1 | CH | Fuel consumption in Residential sector¦Ambient heat¦Space heating¦Heat pump gas | PJ/yr. | 0 | 0 | 0.032958 | 0.036804 | 2.1425 | 2.1799 | 3.7959 | 1.9537 | 1.9632 | 1.9617 | 1.9616 | 1.9608
| SPS1 | CH | Fuel consumption in Residential sector¦Ambient heat¦Water heating | PJ/yr. | 2.091 | 2.349 | 3.2936 | 5.3546 | 9.086 | 11.6099 | 11.9347 | 11.6643 | 12.6406 | 13.8963 | 11.7395 | 13.0892
| SPS1 | CH | Fuel consumption in Residential sector¦Ambient heat¦Water heating¦Heat pump electric | PJ/yr. | 2.091 | 2.349 | 3.2882 | 5.348 | 8.7354 | 11.2544 | 11.3155 | 11.3453 | 12.3201 | 13.5759 | 11.4192 | 12.7689
| SPS1 | CH | Fuel consumption in Residential sector¦Ambient heat¦Water heating¦Heat pump gas | PJ/yr. | 0 | 0 | 0.0054581 | 0.0065592 | 0.35057 | 0.35543 | 0.6192 | 0.31899 | 0.32056 | 0.32034 | 0.3203 | 0.32021
| SPS1 | CH | Space and water heat production in Residential sector | PJ/yr. | 156.1642 | 162.2564 | 163.9429 | 164.0791 | 164.2099 | 164.2249 | 162.1615 | 161.8553 | 158.1058 | 154.2529 | 155.456 | 143.8191
| SPS1 | CH | Space and water heat production in Residential sector¦Space heating | PJ/yr. | 129.1858 | 136.3245 | 138.3309 | 138.25 | 138.35 | 138.3369 | 136.5891 | 136.3267 | 132.2985 | 129.1215 | 129.8077 | 118.6862
| SPS1 | CH | Space and water heat production in Residential sector¦Space heating¦Electricty | PJ/yr. | 27.9684 | 30.4259 | 32.3437 | 42.1282 | 56.5087 | 71.1522 | 74.2158 | 80.3834 | 80.8573 | 81.4381 | 82.6061 | 80.4625
| SPS1 | CH | Space and water heat production in Residential sector¦Space heating¦Electricty¦Electric boiler | PJ/yr. | 8.908 | 7.7189 | 7.0351 | 5.241 | 2.7617 | 1.7122 | 1.1332 | 1.3474 | 1.7924 | 2.3704 | 3.5381 | 1.3857
| SPS1 | CH | Space and water heat production in Residential sector¦Space heating¦Electricty¦Heat pump electric | PJ/yr. | 19.0604 | 22.7071 | 25.3086 | 36.8872 | 53.747 | 69.44 | 73.0826 | 79.036 | 79.0649 | 79.0677 | 79.068 | 79.0768
| SPS1 | CH | Space and water heat production in Residential sector¦Space heating¦Oil | PJ/yr. | 45.1244 | 38.5706 | 40.7644 | 34.5114 | 11.706 | 0.028743 | 0.024117 | 0.021772 | 0.018869 | 0.016724 | 0.016708 | 0.015896
| SPS1 | CH | Space and water heat production in Residential sector¦Space heating¦Oil¦Light fuel oil boiler | PJ/yr. | 45.1244 | 38.5706 | 40.7644 | 34.5114 | 11.706 | 0.028743 | 0.024117 | 0.021772 | 0.018869 | 0.016724 | 0.016708 | 0.015896
| SPS1 | CH | Space and water heat production in Residential sector¦Space heating¦Gas | PJ/yr. | 36.57 | 39.1677 | 38.117 | 38.1215 | 37.1344 | 26.0281 | 20.683 | 11.7313 | 10.3452 | 9.8563 | 9.8561 | 8.6471
| SPS1 | CH | Space and water heat production in Residential sector¦Space heating¦Gas¦Gas boiler | PJ/yr. | 36.57 | 39.1677 | 38.0511 | 38.0506 | 33.1288 | 22.0614 | 13.9216 | 8.3196 | 6.917 | 6.4307 | 6.4306 | 5.223
| SPS1 | CH | Space and water heat production in Residential sector¦Space heating¦Gas¦Heat pump gas | PJ/yr. | 0 | 0 | 0.065915 | 0.070882 | 4.0056 | 3.9667 | 6.7614 | 3.4116 | 3.4282 | 3.4256 | 3.4255 | 3.424
| SPS1 | CH | Space and water heat production in Residential sector¦Space heating¦Coal | PJ/yr. | 0.072024 | 0.072023 | 0.0091428 | 0.0045903 | 0.0017557 | 0 | 0 | 0 | 0 | 0 | 0 | 0
| SPS1 | CH | Space and water heat production in Residential sector¦Space heating¦Coal¦Coal boiler | PJ/yr. | 0.072024 | 0.072023 | 0.0091428 | 0.0045903 | 0.0017557 | 0 | 0 | 0 | 0 | 0 | 0 | 0
| SPS1 | CH | Space and water heat production in Residential sector¦Space heating¦Heat | PJ/yr. | 4.7146 | 7.7 | 7.9844 | 5.8662 | 7.0697 | 7.5714 | 7.5182 | 7.8463 | 7.7349 | 6.9986 | 8.1415 | 6.8637
| SPS1 | CH | Space and water heat production in Residential sector¦Space heating¦Heat¦On-site CHPs | PJ/yr. | 0.079846 | 0.0068873 | 0.35278 | 0.36649 | 0.38539 | 0.38792 | 0.3879 | 0.62564 | 0.66445 | 0.66463 | 0.66477 | 0.67683
| SPS1 | CH | Space and water heat production in Residential sector¦Space heating¦Heat¦On-site CHPs¦Residential sector CHPs gas | PJ/yr. | 0.079846 | 0.0068873 | 0.35278 | 0.3395 | 0.32532 | 0.15491 | 0 | 0 | 0.1259 | 0.29825 | 0.3934 | 0.50048
| SPS1 | CH | Space and water heat production in Residential sector¦Space heating¦Heat¦On-site CHPs¦Residential sector CHPs fuel cells (gas reformer) | PJ/yr. | 0 | 0 | 0 | 0 | 0 | 0 | 0 | 0 | 0 | 0 | 0 | 0
| SPS1 | CH | Space and water heat production in Residential sector¦Space heating¦Heat¦On-site CHPs¦Residential sector CHPs wood | PJ/yr. | 0 | 0 | 0 | 0.026994 | 0.060074 | 0.23301 | 0.3879 | 0.62564 | 0.53855 | 0.36637 | 0.27137 | 0.17635
| SPS1 | CH | Space and water heat production in Residential sector¦Space heating¦Heat¦District heating | PJ/yr. | 4.6348 | 7.6931 | 7.6316 | 5.4998 | 6.6843 | 7.1835 | 7.1303 | 7.2206 | 7.0705 | 6.334 | 7.4767 | 6.1869
| SPS1 | CH | Space and water heat production in Residential sector¦Space heating¦Wood | PJ/yr. | 9.1311 | 10.5574 | 9.2764 | 7.6731 | 6.0668 | 5.3824 | 5.3668 | 6.5609 | 4.4862 | 4.0648 | 2.958 | 2.4593
| SPS1 | CH | Space and water heat production in Residential sector¦Space heating¦Wood¦Wood boiler | PJ/yr. | 9.1311 | 10.5574 | 9.2764 | 7.6731 | 6.0668 | 5.3824 | 5.3668 | 6.5609 | 4.4862 | 4.0648 | 2.958 | 2.4593
| SPS1 | CH | Space and water heat production in Residential sector¦Space heating¦Pellets | PJ/yr. | 2.6969 | 3.1683 | 3.1713 | 3.308 | 3.4261 | 3.5219 | 3.6 | 3.6722 | 3.7245 | 3.7851 | 3.7851 | 3.7853
| SPS1 | CH | Space and water heat production in Residential sector¦Space heating¦Pellets¦Pellets boiler | PJ/yr. | 2.6969 | 3.1683 | 3.1713 | 3.308 | 3.4261 | 3.5219 | 3.6 | 3.6722 | 3.7245 | 3.7851 | 3.7851 | 3.7853
| SPS1 | CH | Space and water heat production in Residential sector¦Space heating¦Solar | PJ/yr. | 0.78535 | 0.94133 | 0.94 | 0.90979 | 0.89524 | 1.9025 | 2.4313 | 3.3596 | 2.394 | 0.22442 | 2.3074 | 1.1337
| SPS1 | CH | Space and water heat production in Residential sector¦Space heating¦Solar¦Solar thermal | PJ/yr. | 0.78535 | 0.94133 | 0.94 | 0.90979 | 0.89524 | 1.9025 | 2.4313 | 3.3596 | 2.394 | 0.22442 | 2.3074 | 1.1337
| SPS1 | CH | Space and water heat production in Residential sector¦Space heating¦Hydrogen | PJ/yr. | 0 | 0 | 0 | 0 | 0 | 0 | 0 | 0 | 0 | 0 | 0 | 0
| SPS1 | CH | Space and water heat production in Residential sector¦Space heating¦Hydrogen¦Hydrogen boiler | PJ/yr. | 0 | 0 | 0 | 0 | 0 | 0 | 0 | 0 | 0 | 0 | 0 | 0
| SPS1 | CH | Space and water heat production in Residential sector¦Space heating¦Energy savings | PJ/yr. | 2.1229 | 5.7212 | 5.7245 | 5.7272 | 15.5413 | 22.7497 | 22.7499 | 22.7514 | 22.7376 | 22.7375 | 20.1367 | 15.3187
| SPS1 | CH | Space and water heat production in Residential sector¦Water heating | PJ/yr. | 26.9784 | 25.9319 | 25.612 | 25.829 | 25.8599 | 25.888 | 25.5724 | 25.5286 | 25.8073 | 25.1314 | 25.6483 | 25.1329
| SPS1 | CH | Space and water heat production in Residential sector¦Water heating¦Electricty | PJ/yr. | 9.8846 | 10.6042 | 11.0598 | 12.7261 | 15.3721 | 18.1622 | 17.6611 | 17.7266 | 19.5015 | 21.7927 | 19.5098 | 19.978
| SPS1 | CH | Space and water heat production in Residential sector¦Water heating¦Electricty¦Electric boiler | PJ/yr. | 6.6447 | 6.9687 | 5.9797 | 4.4873 | 2.1106 | 1.3085 | 0.86601 | 1.0297 | 1.37 | 1.813 | 2.7042 | 1.186
| SPS1 | CH | Space and water heat production in Residential sector¦Water heating¦Electricty¦Heat pump electric | PJ/yr. | 3.2399 | 3.6355 | 5.0801 | 8.2389 | 13.2615 | 16.8537 | 16.7951 | 16.6969 | 18.1314 | 19.9797 | 16.8057 | 18.792
| SPS1 | CH | Space and water heat production in Residential sector¦Water heating¦Oil | PJ/yr. | 6.9845 | 5.9057 | 1.7262 | 0.50684 | 0.14895 | 0.002979 | 0.002646 | 0.00093222 | 0.0029264 | 0.0028361 | 0.0029206 | 0.0028311
| SPS1 | CH | Space and water heat production in Residential sector¦Water heating¦Oil¦Light fuel oil boiler | PJ/yr. | 6.9845 | 5.9057 | 1.7262 | 0.50684 | 0.14895 | 0.002979 | 0.002646 | 0.00093222 | 0.0029264 | 0.0028361 | 0.0029206 | 0.0028311
| SPS1 | CH | Space and water heat production in Residential sector¦Water heating¦Gas | PJ/yr. | 6.3805 | 5.1797 | 9.3421 | 9.4617 | 7.5804 | 3.6189 | 3.1384 | 1.7492 | 1.5732 | 1.5105 | 1.5104 | 1.3557
| SPS1 | CH | Space and water heat production in Residential sector¦Water heating¦Gas¦Gas boiler | PJ/yr. | 6.3805 | 5.1797 | 9.3288 | 9.4459 | 6.7674 | 2.8225 | 1.7811 | 1.0644 | 0.88498 | 0.82278 | 0.82277 | 0.66831
| SPS1 | CH | Space and water heat production in Residential sector¦Water heating¦Gas¦Heat pump gas | PJ/yr. | 0 | 0 | 0.013244 | 0.015798 | 0.81306 | 0.7964 | 1.3572 | 0.68481 | 0.68817 | 0.6877 | 0.68762 | 0.68742
| SPS1 | CH | Space and water heat production in Residential sector¦Water heating¦Coal | PJ/yr. | 0 | 0 | 0 | 0 | 0 | 0 | 0 | 0 | 0 | 0 | 0 | 0
| SPS1 | CH | Space and water heat production in Residential sector¦Water heating¦Coal¦Coal boiler | PJ/yr. | 0 | 0 | 0 | 0 | 0 | 0 | 0 | 0 | 0 | 0 | 0 | 0
| SPS1 | CH | Space and water heat production in Residential sector¦Water heating¦Heat | PJ/yr. | 1.3171 | 1.4634 | 1.3926 | 1.0232 | 1.2331 | 1.3206 | 1.3113 | 1.36 | 1.3491 | 1.2206 | 1.4143 | 1.1969
| SPS1 | CH | Space and water heat production in Residential sector¦Water heating¦Heat¦On-site CHPs | PJ/yr. | 0.022306 | 0.0013089 | 0.061529 | 0.063921 | 0.067218 | 0.067661 | 0.067657 | 0.10845 | 0.11589 | 0.11591 | 0.11548 | 0.11803
| SPS1 | CH | Space and water heat production in Residential sector¦Water heating¦Heat¦On-site CHPs¦Residential sector CHPs gas | PJ/yr. | 0.022306 | 0.0013089 | 0.061529 | 0.059213 | 0.05674 | 0.02702 | 0 | 0 | 0.021959 | 0.052016 | 0.068342 | 0.087277
| SPS1 | CH | Space and water heat production in Residential sector¦Water heating¦Heat¦On-site CHPs¦Residential sector CHPs fuel cells (gas reformer) | PJ/yr. | 0 | 0 | 0 | 0 | 0 | 0 | 0 | 0 | 0 | 0 | 0 | 0
| SPS1 | CH | Space and water heat production in Residential sector¦Water heating¦Heat¦On-site CHPs¦Residential sector CHPs wood | PJ/yr. | 0 | 0 | 0 | 0.0047082 | 0.010478 | 0.040641 | 0.067657 | 0.10845 | 0.093929 | 0.063896 | 0.047142 | 0.030753
| SPS1 | CH | Space and water heat production in Residential sector¦Water heating¦Heat¦District heating | PJ/yr. | 1.2948 | 1.4621 | 1.331 | 0.95924 | 1.1658 | 1.2529 | 1.2437 | 1.2516 | 1.2332 | 1.1047 | 1.2989 | 1.0789
| SPS1 | CH | Space and water heat production in Residential sector¦Water heating¦Wood | PJ/yr. | 0.52049 | 0.59727 | 0.37762 | 0.31201 | 0.2467 | 0.21883 | 0.21819 | 0.26672 | 0.18241 | 0.16534 | 0.12028 | 0.10013
| SPS1 | CH | Space and water heat production in Residential sector¦Water heating¦Wood¦Wood boiler | PJ/yr. | 0.52049 | 0.59727 | 0.37762 | 0.31201 | 0.2467 | 0.21883 | 0.21819 | 0.26672 | 0.18241 | 0.16534 | 0.12028 | 0.10013
| SPS1 | CH | Space and water heat production in Residential sector¦Water heating¦Pellets | PJ/yr. | 0.16982 | 0.19486 | 0.12893 | 0.13451 | 0.13936 | 0.1432 | 0.14637 | 0.1493 | 0.15143 | 0.15394 | 0.15389 | 0.15394
| SPS1 | CH | Space and water heat production in Residential sector¦Water heating¦Pellets¦Pellets boiler | PJ/yr. | 0.16982 | 0.19486 | 0.12893 | 0.13451 | 0.13936 | 0.1432 | 0.14637 | 0.1493 | 0.15143 | 0.15394 | 0.15389 | 0.15394
| SPS1 | CH | Space and water heat production in Residential sector¦Water heating¦Solar | PJ/yr. | 1.7215 | 1.9868 | 1.5849 | 1.6647 | 1.1394 | 2.4213 | 3.0944 | 4.2758 | 3.0469 | 0.28561 | 2.9366 | 2.3453
| SPS1 | CH | Space and water heat production in Residential sector¦Water heating¦Solar¦Solar thermal | PJ/yr. | 1.7215 | 1.9868 | 1.5849 | 1.6647 | 1.1394 | 2.4213 | 3.0944 | 4.2758 | 3.0469 | 0.28561 | 2.9366 | 2.3453
| SPS1 | CH | Space and water heat production in Residential sector¦Water heating¦Hydrogen | PJ/yr. | 0 | 0 | 0 | 0 | 0 | 0 | 0 | 0 | 0 | 0 | 0 | 0
| SPS1 | CH | Space and water heat production in Residential sector¦Water heating¦Hydrogen¦Hydrogen boiler | PJ/yr. | 0 | 0 | 0 | 0 | 0 | 0 | 0 | 0 | 0 | 0 | 0 | 0
| SPS1 | CH | Space and water heat production in Residential sector¦Water heating¦Energy savings | PJ/yr. | 0 | 0 | 0 | 0 | 0 | 0 | 0 | 0 | 0 | 0 | 0 | 0
| SPS1 | CH | Efficiency in Residential sector | % | bar: 2020 to 2070
| SPS1 | CH | Efficiency in Residential sector¦Space heating¦Electricty¦Electric boiler | % | 95% | 95% | 95% | 95% | 95% | 95% | 95% | 95% | 95% | 95% | 95% | 95%
| SPS1 | CH | Efficiency in Residential sector¦Space heating¦Electricty¦Heat pump electric | % | 320% | 325.3% | 333.3% | 346.7% | 358.3% | 370% | 380% | 390% | 390% | 390% | 390% | 390%
| SPS1 | CH | Efficiency in Residential sector¦Space heating¦Oil¦Light fuel oil boiler | % | 89.58% | 89.58% | 89.58% | 89.58% | 89.58% | 89.58% | 89.58% | 89.58% | 89.58% | 89.58% | 89.58% | 89.58%
| SPS1 | CH | Efficiency in Residential sector¦Space heating¦Gas¦Gas boiler | % | 95% | 95% | 95% | 95% | 95% | 95% | 95% | 95% | 95% | 95% | 95% | 95%
| SPS1 | CH | Efficiency in Residential sector¦Space heating¦Gas¦Heat pump gas | % | - | - | 200% | 208% | 215% | 222% | 228% | 234% | 234% | 234% | 234% | 234%
| SPS1 | CH | Efficiency in Residential sector¦Space heating¦Coal¦Coal boiler | % | 72% | 72% | 72% | 72% | 72% | - | - | - | - | - | - | -
| SPS1 | CH | Efficiency in Residential sector¦Space heating¦Heat¦On-site CHPs¦Residential sector CHPs gas | % | 99% | 99% | 99% | 99% | 99% | 99% | 99% | 99% | 99% | 99% | 99% | 99%
| SPS1 | CH | Efficiency in Residential sector¦Space heating¦Heat¦On-site CHPs¦Residential sector CHPs fuel cells (gas reformer) | % | 99% | 99% | 99% | 99% | 99% | 99% | 99% | 99% | 99% | 99% | 99% | 99%
| SPS1 | CH | Efficiency in Residential sector¦Space heating¦Heat¦On-site CHPs¦Residential sector CHPs wood | % | 99% | 99% | 99% | 99% | 99% | 99% | 99% | 99% | 99% | 99% | 99% | 99%
| SPS1 | CH | Efficiency in Residential sector¦Space heating¦Heat¦District heating | % | 99% | 99% | 99% | 99% | 99% | 99% | 99% | 99% | 99% | 99% | 99% | 99%
| SPS1 | CH | Efficiency in Residential sector¦Space heating¦Wood¦Wood boiler | % | 72% | 72% | 72% | 72% | 72% | 72% | 72% | 72% | 72% | 72% | 72% | 72%
| SPS1 | CH | Efficiency in Residential sector¦Space heating¦Pellets¦Pellets boiler | % | 90% | 90% | 90% | 90% | 90% | 90% | 90% | 90% | 90% | 90% | 90% | 90%
| SPS1 | CH | Efficiency in Residential sector¦Space heating¦Solar¦Solar thermal | % | 100% | 100% | 100% | 100% | 100% | 100% | 100% | 100% | 100% | 100% | 100% | 100%
| SPS1 | CH | Efficiency in Residential sector¦Space heating¦Hydrogen¦Hydrogen boiler | % | bar: 2020 to 2070
| SPS1 | CH | Efficiency in Residential sector¦Water heating¦Electricty¦Electric boiler | % | 79% | 79.2% | 79.5% | 80% | 80.5% | 81% | 81.5% | 82% | 82% | 82% | 82% | 82%
| SPS1 | CH | Efficiency in Residential sector¦Water heating¦Electricty¦Heat pump electric | % | 282% | 282.6% | 283.5% | 285% | 293% | 301% | 306.5% | 312% | 312% | 312% | 312% | 312%
| SPS1 | CH | Efficiency in Residential sector¦Water heating¦Oil¦Light fuel oil boiler | % | 70.83% | 71.46% | 72.4% | 73.96% | 74.74% | 75.52% | 75.52% | 75.52% | 75.52% | 75.52% | 75.52% | 75.52%
| SPS1 | CH | Efficiency in Residential sector¦Water heating¦Gas¦Gas boiler | % | 75% | 75.4% | 76% | 78.28% | 80.24% | 86.69% | 83.69% | 85.24% | 97.21% | 100% | 96.83% | 109.3%
| SPS1 | CH | Efficiency in Residential sector¦Water heating¦Gas¦Heat pump gas | % | - | - | 170.1% | 171% | 175.8% | 180.6% | 183.9% | 187.2% | 187.2% | 187.2% | 187.2% | 187.2%
| SPS1 | CH | Efficiency in Residential sector¦Water heating¦Heat¦On-site CHPs¦Residential sector CHPs gas | % | 77% | 77.5% | 78% | 79% | 79% | 79% | 79% | 79% | 79% | 79% | 79% | 79%
| SPS1 | CH | Efficiency in Residential sector¦Water heating¦Heat¦On-site CHPs¦Residential sector CHPs fuel cells (gas reformer) | % | 77% | 77.5% | 78% | 79% | 79% | 79% | 79% | 79% | 79% | 79% | 79% | 79%
| SPS1 | CH | Efficiency in Residential sector¦Water heating¦Heat¦On-site CHPs¦Residential sector CHPs wood | % | 77% | 77.5% | 78% | 79% | 79% | 79% | 79% | 79% | 79% | 79% | 79% | 79%
| SPS1 | CH | Efficiency in Residential sector¦Water heating¦Heat¦District heating | % | 77% | 77.5% | 78% | 79% | 79% | 79% | 79% | 79% | 79% | 79% | 79% | 79%
| SPS1 | CH | Efficiency in Residential sector¦Water heating¦Wood¦Wood boiler | % | 50% | 50% | 50% | 50% | 50% | 50% | 50% | 50% | 50% | 50% | 50% | 50%
| SPS1 | CH | Efficiency in Residential sector¦Water heating¦Pellets¦Pellets boiler | % | 62.5% | 62.5% | 62.5% | 62.5% | 62.5% | 62.5% | 62.5% | 62.5% | 62.5% | 62.5% | 62.5% | 62.5%
| SPS1 | CH | Efficiency in Residential sector¦Water heating¦Solar¦Solar thermal | % | 100% | 100% | 100% | 100% | 100% | 100% | 100% | 100% | 100% | 100% | 100% | 100%
| SPS1 | CH | Efficiency in Residential sector¦Water heating¦Hydrogen¦Hydrogen boiler | % | bar: 2020 to 2070
| SPS1 | CH | Fuel consumption in cars | PJ/yr. | 139.4779 | 135.5865 | 120.6929 | 91.8964 | 62.7026 | 54.8724 | 55.7786 | 51.877 | 50.3139 | 49.7374 | 47.7129 | 47.7597
| SPS1 | CH | Fuel consumption in cars¦Electricity | PJ/yr. | 0.74073 | 1.6537 | 4.7193 | 16.8176 | 33.2963 | 41.7419 | 47.2784 | 49.5413 | 48.1024 | 47.6363 | 45.8009 | 45.9428
| SPS1 | CH | Fuel consumption in cars¦Electricity¦Existing battery electric cars | PJ/yr. | 0.46786 | 0.37516 | 0.25406 | 0.11303 | 0 | 0 | 0 | 0 | 0 | 0 | 0 | 0
| SPS1 | CH | Fuel consumption in cars¦Electricity¦New battery electric cars (<60kW) | PJ/yr. | 0.0079196 | 0.014491 | 0.0094532 | 0.60087 | 1.0687 | 1.2112 | 1.1859 | 1.1447 | 1.0794 | 1.0344 | 0.99963 | 0.98082
| SPS1 | CH | Fuel consumption in cars¦Electricity¦New battery electric cars (60-100 kW) | PJ/yr. | 0.066381 | 0.11626 | 0.11885 | 2.7067 | 9.099 | 10.883 | 11.2176 | 10.3543 | 9.9125 | 9.4213 | 9.0662 | 8.917
| SPS1 | CH | Fuel consumption in cars¦Electricity¦New battery electric cars (100-140 kW) | PJ/yr. | 0.045724 | 0.10793 | 2.9585 | 2.6029 | 2.9246 | 5.7497 | 5.2806 | 8.8644 | 9.1769 | 9.6643 | 13.2129 | 10.7025
| SPS1 | CH | Fuel consumption in cars¦Electricity¦New battery electric cars (>140 kW) | PJ/yr. | 0.14888 | 0.96383 | 1.0489 | 9.3601 | 15.1853 | 16.2691 | 15.1547 | 14.7341 | 13.4286 | 11.9382 | 7.4957 | 9.8855
| SPS1 | CH | Fuel consumption in cars¦Electricity¦New plug-in hybrid gasoline - electricity part (<60 kW) | PJ/yr. | 0 | 0.0002399 | 0.00039669 | 0.00064932 | 0.00095688 | 0.0008312 | 0.00088793 | 0.00048281 | 0.0029174 | 0.0046795 | 0.0056057 | 0.0065216
| SPS1 | CH | Fuel consumption in cars¦Electricity¦New plug-in hybrid gasoline - electricity part (60-100 kW) | PJ/yr. | 0.0039457 | 0.0037181 | 0.0097349 | 0.037323 | 0.024433 | 0.017734 | 0.0035716 | 0.0028058 | 0.012414 | 0.012104 | 0.0099881 | 0.0049912
| SPS1 | CH | Fuel consumption in cars¦Electricity¦New plug-in hybrid gasoline - electricity part (100-140 kW) | PJ/yr. | 0 | 0.021026 | 0.15975 | 0.60094 | 1.8017 | 1.714 | 2.3475 | 0.97905 | 0.5201 | 0.02451 | 0.02225 | 0.012959
| SPS1 | CH | Fuel consumption in cars¦Electricity¦New plug-in hybrid gasoline - electricity part (>140 kW) | PJ/yr. | 0 | 0.0025229 | 0.022667 | 0.045668 | 0.024667 | 0.012055 | 0.0063204 | 0.0045919 | 0.40084 | 0.8018 | 0.76799 | 0.71818
| SPS1 | CH | Fuel consumption in cars¦Electricity¦New plug-in hybrid diesel - electricity part (<60 kW) | PJ/yr. | 0 | 0.00025402 | 0.00039734 | 0.00084207 | 0.0011153 | 0.00095173 | 0.0053089 | 0.0050382 | 0.010405 | 0.00065196 | 0.00033482 | 0.00028049
| SPS1 | CH | Fuel consumption in cars¦Electricity¦New plug-in hybrid diesel - electricity part (60-100 kW) | PJ/yr. | 1.6138e-05 | 0.00024024 | 0.00052871 | 0.10628 | 0.28923 | 0.21364 | 0.024763 | 0.023611 | 0.015996 | 0.001144 | 0.0010064 | 0.00061348
| SPS1 | CH | Fuel consumption in cars¦Electricity¦New plug-in hybrid diesel - electricity part (100-140 kW) | PJ/yr. | 0 | 0.046222 | 0.13111 | 0.15903 | 0.9539 | 0.93138 | 1.1402 | 0.19411 | 0.13107 | 0.0020256 | 0.0017289 | 0.00096503
| SPS1 | CH | Fuel consumption in cars¦Electricity¦New plug-in hybrid diesel - electricity part (>140 kW) | PJ/yr. | 0 | 0.0018098 | 0.0049728 | 0.17601 | 0.16601 | 0.085817 | 0.47137 | 0.46357 | 0.49177 | 0.5877 | 0.56203 | 0.52009
| SPS1 | CH | Fuel consumption in cars¦Electricity¦Vehicle-to-grid | PJ/yr. | 0 | 0 | 0 | 0.30725 | 1.7568 | 4.6525 | 10.4397 | 12.7705 | 12.9195 | 14.1435 | 13.6554 | 14.1924
| SPS1 | CH | Fuel consumption in cars¦Hydrogen | PJ/yr. | 0.0010675 | 0.0028417 | 0.0032272 | 0.00082266 | 0.00077821 | 0.00067738 | 0.00053945 | 0.00050733 | 0.00057445 | 0.00044995 | 0.00052517 | 0.00045336
| SPS1 | CH | Fuel consumption in cars¦Hydrogen¦New fuel cell cars (<60 kW) | PJ/yr. | 0 | 0.00022104 | 0.00032723 | 7.3942e-05 | 0.00010514 | 0.00010773 | 7.7897e-05 | 7.2925e-05 | 8.8069e-05 | 6.3283e-05 | 8.0485e-05 | 6.5052e-05
| SPS1 | CH | Fuel consumption in cars¦Hydrogen¦New fuel cell cars (60-100 kW) | PJ/yr. | 0.00014707 | 0.00031707 | 0.00041736 | 0.00021844 | 0.00018711 | 0.0001781 | 0.00014313 | 0.00013319 | 0.0001495 | 0.00011793 | 0.00013691 | 0.00012019
| SPS1 | CH | Fuel consumption in cars¦Hydrogen¦New fuel cell cars (100-140 kW) | PJ/yr. | 0.00092038 | 0.0021043 | 0.0021777 | 0.0003708 | 0.00029009 | 0.00020458 | 0.00016713 | 0.00015907 | 0.00017645 | 0.00014202 | 0.00016025 | 0.00014022
| SPS1 | CH | Fuel consumption in cars¦Hydrogen¦New fuel cell cars (>140 kW) | PJ/yr. | 0 | 0.00019931 | 0.00030492 | 0.00015948 | 0.00019587 | 0.00018697 | 0.00015128 | 0.00014215 | 0.00016043 | 0.00012671 | 0.00014754 | 0.0001279
| SPS1 | CH | Fuel consumption in cars¦Motor Gasoline | PJ/yr. | 77.4973 | 74.962 | 68.7708 | 45.2909 | 19.7166 | 7.9703 | 4.9571 | 1.3216 | 1.2806 | 1.2409 | 1.1289 | 1.073
| SPS1 | CH | Fuel consumption in cars¦Motor Gasoline¦Fossil liquids | PJ/yr. | 73.2548 | 70.8583 | 65.0063 | 42.8107 | 18.3651 | 5.6331 | 3.702 | 0 | 0 | 0 | 0 | 0
| SPS1 | CH | Fuel consumption in cars¦Motor Gasoline¦Synthetic liquids | PJ/yr. | 4.2425 | 4.1037 | 3.7645 | 2.4802 | 1.3515 | 2.3372 | 1.2552 | 1.3289 | 1.2836 | 1.2449 | 1.1322 | 1.0761
| SPS1 | CH | Fuel consumption in cars¦Motor Gasoline¦Synthetic liquids¦Bioliquids¦Ethanol | PJ/yr. | 4.2425 | 4.1037 | 3.7645 | 2.4802 | 1.3515 | 0.44246 | 0.28663 | 0.83688 | 1.0856 | 0.97303 | 0.91074 | 0.88141
| SPS1 | CH | Fuel consumption in cars¦Motor Gasoline¦Synthetic liquids¦PtL¦PtL Gasoline | PJ/yr. | 0 | 0 | 0 | 0 | 0 | 1.8947 | 0.96855 | 0.49199 | 0.19799 | 0.27183 | 0.2215 | 0.19465
| SPS1 | CH | Fuel consumption in cars¦Motor Gasoline¦Total¦Conventional gasoline hybrid existing | PJ/yr. | 1.2541 | 1.2429 | 0.9187 | 0.43896 | 0 | 0 | 0 | 0 | 0 | 0 | 0 | 0
| SPS1 | CH | Fuel consumption in cars¦Motor Gasoline¦Total¦New conventional gasoline hybrid (<60 kW) | PJ/yr. | 0.043964 | 0.053756 | 0.037323 | 0.024644 | 0.0039975 | 0.0011566 | 0 | 0 | 0 | 0 | 0 | 0
| SPS1 | CH | Fuel consumption in cars¦Motor Gasoline¦Total¦New conventional gasoline hybrid (60-100 kW) | PJ/yr. | 0.13969 | 0.3214 | 0.95884 | 0.81577 | 0.35195 | 0.04886 | 0 | 0 | 0 | 0 | 0 | 0
| SPS1 | CH | Fuel consumption in cars¦Motor Gasoline¦Total¦New conventional gasoline hybrid (100-140 kW) | PJ/yr. | 0.10154 | 1.1413 | 1.0909 | 0.87357 | 0.28102 | 0.0016316 | 0 | 0 | 0 | 0 | 0 | 0
| SPS1 | CH | Fuel consumption in cars¦Motor Gasoline¦Total¦New conventional gasoline hybrid (>140 kW) | PJ/yr. | 0.089872 | 0.13638 | 0.1301 | 0.10935 | 0.018155 | 0.00094358 | 0 | 0 | 0 | 0 | 0 | 0
| SPS1 | CH | Fuel consumption in cars¦Motor Gasoline¦Total¦Conventional gasoline ICE existing | PJ/yr. | 63.9877 | 54.0675 | 33.8177 | 14.3995 | 0 | 0 | 0 | 0 | 0 | 0 | 0 | 0
| SPS1 | CH | Fuel consumption in cars¦Motor Gasoline¦Total¦New conventional gasoline ICE (<60 kW) | PJ/yr. | 0.48553 | 0.91514 | 1.8078 | 1.0582 | 0.49155 | 0.067607 | 0 | 0 | 0 | 0 | 0 | 0
| SPS1 | CH | Fuel consumption in cars¦Motor Gasoline¦Total¦New conventional gasoline ICE (60-100 kW) | PJ/yr. | 3.6406 | 5.3141 | 7.4404 | 6.0467 | 1.1666 | 0.16267 | 0 | 0 | 0 | 0 | 0 | 0
| SPS1 | CH | Fuel consumption in cars¦Motor Gasoline¦Total¦New conventional gasoline ICE (100-140 kW) | PJ/yr. | 3.6335 | 5.7466 | 11.1483 | 9.3839 | 3.6988 | 0.48647 | 0 | 0 | 0 | 0 | 0 | 0
| SPS1 | CH | Fuel consumption in cars¦Motor Gasoline¦Total¦New conventional gasoline ICE (>140 kW) | PJ/yr. | 3.7879 | 5.2561 | 9.2669 | 7.7037 | 2.7715 | 0.29472 | 0 | 0 | 0 | 0 | 0 | 0
| SPS1 | CH | Fuel consumption in cars¦Motor Gasoline¦Total¦New mild hybrid gasoline (<60 kW) | PJ/yr. | 0 | 0.00057547 | 0.0012538 | 0.0034718 | 0.0027058 | 0.0013859 | 0 | 0 | 0 | 0 | 0 | 0
| SPS1 | CH | Fuel consumption in cars¦Motor Gasoline¦Total¦New mild hybrid gasoline (60-100 kW) | PJ/yr. | 0 | 0.00068955 | 0.001756 | 0.004978 | 0.0036358 | 0.0017585 | 0 | 0 | 0 | 0 | 0 | 0
| SPS1 | CH | Fuel consumption in cars¦Motor Gasoline¦Total¦New mild hybrid gasoline (100-140 kW) | PJ/yr. | 0 | 0.00080269 | 0.0020565 | 0.004357 | 0.0031718 | 0.0014177 | 0 | 0 | 0 | 0 | 0 | 0
| SPS1 | CH | Fuel consumption in cars¦Motor Gasoline¦Total¦New mild hybrid gasoline (>140 kW) | PJ/yr. | 0 | 0.00086208 | 0.0023385 | 0.0070893 | 0.0051423 | 0.0024315 | 0 | 0 | 0 | 0 | 0 | 0
| SPS1 | CH | Fuel consumption in cars¦Motor Gasoline¦Total¦New plug-in hybrid gasoline - gasoline part (<60 kW) | PJ/yr. | 0.00048201 | 0.0051875 | 0.0069056 | 0.0066076 | 0.007374 | 0.0039189 | 0.0031205 | 0.0011229 | 0.0068107 | 0.010788 | 0.012512 | 0.014701
| SPS1 | CH | Fuel consumption in cars¦Motor Gasoline¦Total¦New plug-in hybrid gasoline - gasoline part (60-100 kW) | PJ/yr. | 0.084397 | 0.16145 | 0.14365 | 0.40874 | 0.18672 | 0.087284 | 0.010287 | 0.0052708 | 0.022953 | 0.022244 | 0.017749 | 0.0090454
| SPS1 | CH | Fuel consumption in cars¦Motor Gasoline¦Total¦New plug-in hybrid gasoline - gasoline part (100-140 kW) | PJ/yr. | 0.086113 | 0.28686 | 1.7283 | 3.6921 | 10.5698 | 6.7601 | 4.929 | 1.3083 | 0.66286 | 0.031377 | 0.027436 | 0.016271
| SPS1 | CH | Fuel consumption in cars¦Motor Gasoline¦Total¦New plug-in hybrid gasoline - gasoline part (>140 kW) | PJ/yr. | 0.16181 | 0.31035 | 0.2677 | 0.30911 | 0.15444 | 0.047968 | 0.014682 | 0.0069405 | 0.58795 | 1.1765 | 1.0712 | 1.033
| SPS1 | CH | Fuel consumption in cars¦Motor Diesel | PJ/yr. | 61.1291 | 58.8564 | 47.0821 | 29.7851 | 9.688 | 5.1592 | 3.5425 | 1.0136 | 0.93036 | 0.85974 | 0.7826 | 0.74346
| SPS1 | CH | Fuel consumption in cars¦Motor Diesel¦Fossil liquids | PJ/yr. | 59.6205 | 57.3224 | 44.969 | 28.1691 | 8.8831 | 4.3027 | 2.0865 | 0 | 0 | 0 | 0 | 0
| SPS1 | CH | Fuel consumption in cars¦Motor Diesel¦Synthetic liquids | PJ/yr. | 1.5086 | 1.534 | 2.1131 | 1.616 | 0.80485 | 0.85649 | 1.456 | 1.0143 | 0.93154 | 0.86097 | 0.78312 | 0.74388
| SPS1 | CH | Fuel consumption in cars¦Motor Diesel¦Synthetic liquids¦Bioliquids¦Biodiesel | PJ/yr. | 1.5086 | 1.534 | 2.1131 | 1.616 | 0.80066 | 0.65442 | 1.1579 | 0.96574 | 0.85166 | 0.77596 | 0.74724 | 0.71679
| SPS1 | CH | Fuel consumption in cars¦Motor Diesel¦Synthetic liquids¦PtL¦PtL Diesel | PJ/yr. | 0 | 0 | 0 | 0 | 0.0041884 | 0.20207 | 0.29815 | 0.048547 | 0.079883 | 0.085016 | 0.03588 | 0.027089
| SPS1 | CH | Fuel consumption in cars¦Motor Diesel¦Total¦Conventional hybrid existing | PJ/yr. | 0 | 0 | 0 | 0 | 0 | 0 | 0 | 0 | 0 | 0 | 0 | 0
| SPS1 | CH | Fuel consumption in cars¦Motor Diesel¦Total¦New conventional diesel hybrid (<60 kW) | PJ/yr. | 9.7298e-05 | 0.0010483 | 0.0017431 | 0.0045631 | 0.0034197 | 0.0017664 | 0 | 0 | 0 | 0 | 0 | 0
| SPS1 | CH | Fuel consumption in cars¦Motor Diesel¦Total¦New conventional diesel hybrid (60-100 kW) | PJ/yr. | 0.0026772 | 0.476 | 1.4579 | 1.2505 | 0.62337 | 0.074741 | 0 | 0 | 0 | 0 | 0 | 0
| SPS1 | CH | Fuel consumption in cars¦Motor Diesel¦Total¦New conventional diesel hybrid (100-140 kW) | PJ/yr. | 0.027887 | 0.047449 | 0.047892 | 0.03677 | 0.0087983 | 0.00079414 | 0 | 0 | 0 | 0 | 0 | 0
| SPS1 | CH | Fuel consumption in cars¦Motor Diesel¦Total¦New conventional diesel hybrid (>140 kW) | PJ/yr. | 0.03452 | 0.073292 | 0.072425 | 0.060359 | 0.015345 | 0.00096771 | 0 | 0 | 0 | 0 | 0 | 0
| SPS1 | CH | Fuel consumption in cars¦Motor Diesel¦Total¦Conventional diesel ICE existing | PJ/yr. | 52.9239 | 48.701 | 35.2373 | 15.8692 | 0 | 0 | 0 | 0 | 0 | 0 | 0 | 0
| SPS1 | CH | Fuel consumption in cars¦Motor Diesel¦Total¦New conventional diesel ICE (<60 kW) | PJ/yr. | 0.0050688 | 0.059245 | 0.058074 | 0.035152 | 0.012876 | 0.0013504 | 0 | 0 | 0 | 0 | 0 | 0
| SPS1 | CH | Fuel consumption in cars¦Motor Diesel¦Total¦New conventional diesel ICE (60-100 kW) | PJ/yr. | 1.2195 | 1.2852 | 1.2775 | 0.83622 | 0.025606 | 0.0014578 | 0 | 0 | 0 | 0 | 0 | 0
| SPS1 | CH | Fuel consumption in cars¦Motor Diesel¦Total¦New conventional diesel ICE (100-140 kW) | PJ/yr. | 4.9865 | 5.3275 | 5.2791 | 4.0306 | 0.14042 | 0.0011921 | 0 | 0 | 0 | 0 | 0 | 0
| SPS1 | CH | Fuel consumption in cars¦Motor Diesel¦Total¦New conventional diesel ICE (>140 kW) | PJ/yr. | 1.9229 | 2.21 | 2.1753 | 1.6681 | 0.098116 | 0.00092685 | 0 | 0 | 0 | 0 | 0 | 0
| SPS1 | CH | Fuel consumption in cars¦Motor Diesel¦Total¦New mild hybrid diesel (<60 kW) | PJ/yr. | 0 | 0.00046444 | 0.00092448 | 0.0032595 | 0.0025716 | 0.0013615 | 0 | 0 | 0 | 0 | 0 | 0
| SPS1 | CH | Fuel consumption in cars¦Motor Diesel¦Total¦New mild hybrid diesel (60-100 kW) | PJ/yr. | 0 | 0.00057718 | 0.0013256 | 0.00395 | 0.0028905 | 0.0013924 | 0 | 0 | 0 | 0 | 0 | 0
| SPS1 | CH | Fuel consumption in cars¦Motor Diesel¦Total¦New mild hybrid diesel (100-140 kW) | PJ/yr. | 0 | 0.00066538 | 0.0015325 | 0.0033484 | 0.0024391 | 0.0011028 | 0 | 0 | 0 | 0 | 0 | 0
| SPS1 | CH | Fuel consumption in cars¦Motor Diesel¦Total¦New mild hybrid diesel (>140 kW) | PJ/yr. | 0 | 0.00054625 | 0.0012345 | 0.0026119 | 0.0019034 | 0.00086946 | 0 | 0 | 0 | 0 | 0 | 0
| SPS1 | CH | Fuel consumption in cars¦Motor Diesel¦Total¦New plug-in hybrid diesel - diesel part (<60 kW) | PJ/yr. | 5.4897e-05 | 0.0053947 | 0.006779 | 0.0084151 | 0.0085744 | 0.004439 | 0.018411 | 0.011557 | 0.023453 | 0.001495 | 0.00079665 | 0.00070359
| SPS1 | CH | Fuel consumption in cars¦Motor Diesel¦Total¦New plug-in hybrid diesel - diesel part (60-100 kW) | PJ/yr. | 4.8056e-05 | 0.0043474 | 0.007537 | 3.4846 | 2.1941 | 1.0793 | 0.070789 | 0.044058 | 0.029053 | 0.0021246 | 0.0018856 | 0.0012144
| SPS1 | CH | Fuel consumption in cars¦Motor Diesel¦Total¦New plug-in hybrid diesel - diesel part (100-140 kW) | PJ/yr. | 0.00024015 | 0.62186 | 1.3977 | 1.1343 | 5.5105 | 3.6273 | 2.3561 | 0.25536 | 0.16504 | 0.0026575 | 0.0023225 | 0.001416
| SPS1 | CH | Fuel consumption in cars¦Motor Diesel¦Total¦New plug-in hybrid diesel - diesel part (>140 kW) | PJ/yr. | 0.0057147 | 0.04193 | 0.057838 | 1.3532 | 1.0371 | 0.36024 | 1.0972 | 0.7026 | 0.71281 | 0.85346 | 0.77759 | 0.74012
| SPS1 | CH | Fuel consumption in cars¦Gas | PJ/yr. | 0.10979 | 0.11157 | 0.11749 | 0.0019031 | 0.00094919 | 0.00036854 | 0 | 0 | 0 | 0 | 0 | 0
| SPS1 | CH | Fuel consumption in cars¦Fossil gases | PJ/yr. | 0.10131 | 0.097895 | 0.11634 | 0.0018876 | 0 | 0 | 0 | 0 | 0 | 0 | 0 | 0
| SPS1 | CH | Fuel consumption in cars¦Synthetic gases | PJ/yr. | 0.0084779 | 0.013672 | 0.0011497 | 1.5474e-05 | 0.0072866 | 0.010142 | 0 | 0 | 0 | 0 | 0 | 0
| SPS1 | CH | Fuel consumption in cars¦Synthetic gases¦Biogases¦Biogas | PJ/yr. | 0.0084779 | 0.013672 | 0.0011497 | 1.5474e-05 | 1.4004e-05 | 5.5979e-05 | 0 | 0 | 0 | 0 | 0 | 0
| SPS1 | CH | Fuel consumption in cars¦Synthetic gases¦PtG¦PtG gas | PJ/yr. | 0 | 0 | 0 | 0 | 0.0072726 | 0.010086 | 0 | 0 | 0 | 0 | 0 | 0
| SPS1 | CH | Fuel consumption in cars¦Gas¦Total¦Conventional gas ICE existing | PJ/yr. | 0 | 0 | 0 | 0 | 0 | 0 | 0 | 0 | 0 | 0 | 0 | 0
| SPS1 | CH | Fuel consumption in cars¦Gas¦Total¦New conventionalgas ICE (<60 kW) | PJ/yr. | 0.0036488 | 0.0025711 | 0.0042351 | 0.00046938 | 0.00021911 | 8.379e-05 | 0 | 0 | 0 | 0 | 0 | 0
| SPS1 | CH | Fuel consumption in cars¦Gas¦Total¦New conventional gas ICE (60-100 kW) | PJ/yr. | 0.054132 | 0.056813 | 0.060345 | 0.00039209 | 0.00022429 | 9.5115e-05 | 0 | 0 | 0 | 0 | 0 | 0
| SPS1 | CH | Fuel consumption in cars¦Gas¦Total¦New conventional gas ICE (100-140 kW) | PJ/yr. | 0.0043898 | 0.0048662 | 0.0061563 | 0.00077584 | 0.0002765 | 9.223e-05 | 0 | 0 | 0 | 0 | 0 | 0
| SPS1 | CH | Fuel consumption in cars¦Gas¦Total¦New conventional gas ICE (>140 kW) | PJ/yr. | 0.047614 | 0.047317 | 0.046756 | 0.00026579 | 0.00022928 | 9.7403e-05 | 0 | 0 | 0 | 0 | 0 | 0
| SPS1 | CH | Cars mileage | billion km/yr. | 49.0068 | 55.6766 | 60.2678 | 62.347 | 62.6256 | 62.3474 | 61.7486 | 61.1514 | 60.9566 | 60.7541 | 60.5903 | 60.5533
| SPS1 | CH | Cars mileage¦Electricity¦Existing battery electric cars | billion km/yr. | 0.41617 | 0.35901 | 0.26882 | 0.13865 | 0 | 0 | 0 | 0 | 0 | 0 | 0 | 0
| SPS1 | CH | Cars mileage¦Electricity¦New battery electric cars (<60kW) | billion km/yr. | 0.014348 | 0.026254 | 0.017126 | 1.0886 | 1.9893 | 2.3161 | 2.3805 | 2.4256 | 2.3851 | 2.4085 | 2.3992 | 2.3921
| SPS1 | CH | Cars mileage¦Electricity¦New battery electric cars (60-100 kW) | billion km/yr. | 0.097168 | 0.17018 | 0.17397 | 3.9621 | 13.9059 | 16.9612 | 18.1234 | 17.967 | 17.9025 | 17.8871 | 17.8461 | 17.852
| SPS1 | CH | Cars mileage¦Electricity¦New battery electric cars (100-140 kW) | billion km/yr. | 0.061154 | 0.14436 | 3.9568 | 3.4813 | 3.9912 | 8.4024 | 7.8379 | 14.0796 | 15.3489 | 16.8977 | 24.0044 | 19.6388
| SPS1 | CH | Cars mileage¦Electricity¦New battery electric cars (>140 kW) | billion km/yr. | 0.1928 | 1.2481 | 1.3583 | 12.121 | 20.1762 | 22.337 | 21.8373 | 22.3909 | 21.2266 | 19.6698 | 12.6135 | 17.1223
| SPS1 | CH | Cars mileage¦Electricity¦New plug-in hybrid gasoline (<60 kW) | billion km/yr. | 0.00034401 | 0.004213 | 0.0057494 | 0.0060214 | 0.0070945 | 0.0044274 | 0.0041322 | 0.0018347 | 0.011933 | 0.020694 | 0.024855 | 0.030461
| SPS1 | CH | Cars mileage¦Electricity¦New plug-in hybrid gasoline (60-100 kW) | billion km/yr. | 0.055463 | 0.1003 | 0.098938 | 0.29578 | 0.14765 | 0.082522 | 0.012493 | 0.0083952 | 0.03855 | 0.040247 | 0.033257 | 0.017515
| SPS1 | CH | Cars mileage¦Electricity¦New plug-in hybrid gasoline (100-140 kW) | billion km/yr. | 0.046978 | 0.18605 | 1.1668 | 2.8563 | 8.4128 | 6.5418 | 6.7793 | 2.5038 | 1.3387 | 0.066403 | 0.060398 | 0.03684
| SPS1 | CH | Cars mileage¦Electricity¦New plug-in hybrid gasoline (>140 kW) | billion km/yr. | 0.084103 | 0.16478 | 0.16962 | 0.22198 | 0.11431 | 0.043094 | 0.017617 | 0.01117 | 1.0212 | 2.1639 | 2.0761 | 2.0044
| SPS1 | CH | Cars mileage¦Electricity¦New plug-in hybrid diesel (<60 kW) | billion km/yr. | 3.9987e-05 | 0.0043675 | 0.0056616 | 0.0076881 | 0.0083501 | 0.0051097 | 0.025399 | 0.020396 | 0.043079 | 0.0028233 | 0.0014608 | 0.0014166
| SPS1 | CH | Cars mileage¦Electricity¦New plug-in hybrid diesel (60-100 kW) | billion km/yr. | 2.7778e-05 | 0.0029227 | 0.0052803 | 2.2349 | 1.7623 | 1.0318 | 0.088693 | 0.072953 | 0.04978 | 0.0037462 | 0.0033408 | 0.0022732
| SPS1 | CH | Cars mileage¦Electricity¦New plug-in hybrid diesel (100-140 kW) | billion km/yr. | 0.00013294 | 0.40904 | 0.95752 | 0.85081 | 4.4507 | 3.5553 | 3.2848 | 0.4948 | 0.33616 | 0.0054418 | 0.0047205 | 0.0029371
| SPS1 | CH | Cars mileage¦Electricity¦New plug-in hybrid diesel (>140 kW) | billion km/yr. | 0.0030116 | 0.02462 | 0.037265 | 0.94904 | 0.77775 | 0.32368 | 1.3565 | 1.1743 | 1.2534 | 1.5872 | 1.5223 | 1.4516
| SPS1 | CH | Cars mileage¦Hydrogen¦New fuel cell cars (<60 kW) | billion km/yr. | 0 | 0.00024238 | 0.00035883 | 8.1083e-05 | 0.00011758 | 0.00012453 | 9.642e-05 | 9.5945e-05 | 0.00012003 | 9.4095e-05 | 0.00012194 | 0.00010263
| SPS1 | CH | Cars mileage¦Hydrogen¦New fuel cell cars (60-100 kW) | billion km/yr. | 0.00013112 | 0.00028267 | 0.00037208 | 0.00019473 | 0.00017039 | 0.00016866 | 0.0001449 | 0.00014383 | 0.00016851 | 0.00014435 | 0.00017176 | 0.00015635
| SPS1 | CH | Cars mileage¦Hydrogen¦New fuel cell cars (100-140 kW) | billion km/yr. | 0.00076392 | 0.0017466 | 0.0018075 | 0.00030777 | 0.00024464 | 0.00018061 | 0.00015783 | 0.00016034 | 0.00018598 | 0.0001623 | 0.00018795 | 0.00017041
| SPS1 | CH | Cars mileage¦Hydrogen¦New fuel cell cars (>140 kW) | billion km/yr. | 0 | 0.00016677 | 0.00025514 | 0.00013345 | 0.0001672 | 0.00016566 | 0.00014283 | 0.00014265 | 0.00016759 | 0.00014299 | 0.00017037 | 0.00015281
| SPS1 | CH | Cars mileage¦Motor Gasoline¦Total¦Conventional gasoline hybrid existing | billion km/yr. | 0.61929 | 0.62771 | 0.47946 | 0.24142 | 0 | 0 | 0 | 0 | 0 | 0 | 0 | 0
| SPS1 | CH | Cars mileage¦Motor Gasoline¦Total¦New conventional gasoline hybrid (<60 kW) | billion km/yr. | 0.049994 | 0.062364 | 0.052147 | 0.032994 | 0.0045572 | 0.0010412 | 0 | 0 | 0 | 0 | 0 | 0
| SPS1 | CH | Cars mileage¦Motor Gasoline¦Total¦New conventional gasoline hybrid (60-100 kW) | billion km/yr. | 0.22199 | 0.6838 | 1.8613 | 1.5875 | 0.68494 | 0.089253 | 0 | 0 | 0 | 0 | 0 | 0
| SPS1 | CH | Cars mileage¦Motor Gasoline¦Total¦New conventional gasoline hybrid (100-140 kW) | billion km/yr. | 0.19924 | 2.8435 | 2.7074 | 2.1814 | 0.70983 | 0.00232 | 0 | 0 | 0 | 0 | 0 | 0
| SPS1 | CH | Cars mileage¦Motor Gasoline¦Total¦New conventional gasoline hybrid (>140 kW) | billion km/yr. | 0.10218 | 0.18152 | 0.17605 | 0.14782 | 0.027669 | 0.00076359 | 0 | 0 | 0 | 0 | 0 | 0
| SPS1 | CH | Cars mileage¦Motor Gasoline¦Total¦Conventional gasoline ICE existing | billion km/yr. | 18.303 | 15.8174 | 10.2235 | 4.5875 | 0 | 0 | 0 | 0 | 0 | 0 | 0 | 0
| SPS1 | CH | Cars mileage¦Motor Gasoline¦Total¦New conventional gasoline ICE (<60 kW) | billion km/yr. | 0.33176 | 0.59511 | 1.1295 | 0.66099 | 0.2954 | 0.040447 | 0 | 0 | 0 | 0 | 0 | 0
| SPS1 | CH | Cars mileage¦Motor Gasoline¦Total¦New conventional gasoline ICE (60-100 kW) | billion km/yr. | 2.1993 | 3.2122 | 4.3863 | 3.5764 | 0.65456 | 0.089821 | 0 | 0 | 0 | 0 | 0 | 0
| SPS1 | CH | Cars mileage¦Motor Gasoline¦Total¦New conventional gasoline ICE (100-140 kW) | billion km/yr. | 1.8721 | 2.9654 | 5.5677 | 4.6989 | 1.7932 | 0.23454 | 0 | 0 | 0 | 0 | 0 | 0
| SPS1 | CH | Cars mileage¦Motor Gasoline¦Total¦New conventional gasoline ICE (>140 kW) | billion km/yr. | 1.6637 | 2.2775 | 4.0205 | 3.3683 | 1.2031 | 0.12805 | 0 | 0 | 0 | 0 | 0 | 0
| SPS1 | CH | Cars mileage¦Motor Gasoline¦Total¦New mild hybrid gasoline (<60 kW) | billion km/yr. | 0 | 0.00029831 | 0.00067401 | 0.0020507 | 0.0016102 | 0.0008385 | 0 | 0 | 0 | 0 | 0 | 0
| SPS1 | CH | Cars mileage¦Motor Gasoline¦Total¦New mild hybrid gasoline (60-100 kW) | billion km/yr. | 0 | 0.00028777 | 0.00076451 | 0.0023772 | 0.0017487 | 0.00086191 | 0 | 0 | 0 | 0 | 0 | 0
| SPS1 | CH | Cars mileage¦Motor Gasoline¦Total¦New mild hybrid gasoline (100-140 kW) | billion km/yr. | 0 | 0.00031142 | 0.00083266 | 0.0019126 | 0.0014061 | 0.00064431 | 0 | 0 | 0 | 0 | 0 | 0
| SPS1 | CH | Cars mileage¦Motor Gasoline¦Total¦New mild hybrid gasoline (>140 kW) | billion km/yr. | 0 | 0.00033908 | 0.0009599 | 0.0031902 | 0.002329 | 0.0011201 | 0 | 0 | 0 | 0 | 0 | 0
| SPS1 | CH | Cars mileage¦Motor Diesel¦Total¦Conventional diesel hybrid existing | billion km/yr. | 0 | 0 | 0 | 0 | 0 | 0 | 0 | 0 | 0 | 0 | 0 | 0
| SPS1 | CH | Cars mileage¦Motor Diesel¦Total¦New conventional diesel hybrid (<60 kW) | billion km/yr. | 4.0694e-05 | 0.0016563 | 0.0026096 | 0.004679 | 0.0033698 | 0.001595 | 0 | 0 | 0 | 0 | 0 | 0
| SPS1 | CH | Cars mileage¦Motor Diesel¦Total¦New conventional diesel hybrid (60-100 kW) | billion km/yr. | 0.0031924 | 1.2751 | 3.1733 | 2.7002 | 1.3043 | 0.14428 | 0 | 0 | 0 | 0 | 0 | 0
| SPS1 | CH | Cars mileage¦Motor Diesel¦Total¦New conventional diesel hybrid (100-140 kW) | billion km/yr. | 0.025069 | 0.057407 | 0.057808 | 0.046328 | 0.012067 | 0.0006629 | 0 | 0 | 0 | 0 | 0 | 0
| SPS1 | CH | Cars mileage¦Motor Diesel¦Total¦New conventional diesel hybrid (>140 kW) | billion km/yr. | 0.046388 | 0.11585 | 0.11422 | 0.095863 | 0.022896 | 0.00079816 | 0 | 0 | 0 | 0 | 0 | 0
| SPS1 | CH | Cars mileage¦Motor Diesel¦Total¦Conventional diesel ICE existing | billion km/yr. | 17.9422 | 17.236 | 13.2583 | 6.5619 | 0 | 0 | 0 | 0 | 0 | 0 | 0 | 0
| SPS1 | CH | Cars mileage¦Motor Diesel¦Total¦New conventional diesel ICE (<60 kW) | billion km/yr. | 0.0038227 | 0.054961 | 0.053617 | 0.031844 | 0.011407 | 0.00086335 | 0 | 0 | 0 | 0 | 0 | 0
| SPS1 | CH | Cars mileage¦Motor Diesel¦Total¦New conventional diesel ICE (60-100 kW) | billion km/yr. | 0.84933 | 0.90463 | 0.898 | 0.63653 | 0.02039 | 0.00076211 | 0 | 0 | 0 | 0 | 0 | 0
| SPS1 | CH | Cars mileage¦Motor Diesel¦Total¦New conventional diesel ICE (100-140 kW) | billion km/yr. | 2.6344 | 2.8365 | 2.8084 | 2.1814 | 0.08278 | 0.00056399 | 0 | 0 | 0 | 0 | 0 | 0
| SPS1 | CH | Cars mileage¦Motor Diesel¦Total¦New conventional diesel ICE (>140 kW) | billion km/yr. | 0.8963 | 1.0072 | 0.99349 | 0.77282 | 0.038405 | 0.0003943 | 0 | 0 | 0 | 0 | 0 | 0
| SPS1 | CH | Cars mileage¦Motor Diesel¦Total¦New mild hybrid diesel (<60 kW) | billion km/yr. | 0 | 0.00026103 | 0.00053442 | 0.0020514 | 0.0016271 | 0.00087126 | 0 | 0 | 0 | 0 | 0 | 0
| SPS1 | CH | Cars mileage¦Motor Diesel¦Total¦New mild hybrid diesel (60-100 kW) | billion km/yr. | 0 | 0.00026094 | 0.00061951 | 0.0020002 | 0.0014728 | 0.00072062 | 0 | 0 | 0 | 0 | 0 | 0
| SPS1 | CH | Cars mileage¦Motor Diesel¦Total¦New mild hybrid diesel (100-140 kW) | billion km/yr. | 0 | 0.00027965 | 0.00066595 | 0.0015609 | 0.0011469 | 0.00052946 | 0 | 0 | 0 | 0 | 0 | 0
| SPS1 | CH | Cars mileage¦Motor Diesel¦Total¦New mild hybrid diesel (>140 kW) | billion km/yr. | 0 | 0.00021819 | 0.00050927 | 0.0011528 | 0.00084689 | 0.00039515 | 0 | 0 | 0 | 0 | 0 | 0
| SPS1 | CH | Cars mileage¦Gas¦Conventional gas ICE existing | billion km/yr. | 0 | 0 | 0 | 0 | 0 | 0 | 0 | 0 | 0 | 0 | 0 | 0
| SPS1 | CH | Cars mileage¦Gas¦New conventionalgas ICE (<60 kW) | billion km/yr. | 0.0022507 | 0.0016332 | 0.0025782 | 0.00028645 | 0.00012719 | 4.6922e-05 | 0 | 0 | 0 | 0 | 0 | 0
| SPS1 | CH | Cars mileage¦Gas¦New conventional gas ICE (60-100 kW) | billion km/yr. | 0.034199 | 0.035689 | 0.037206 | 0.00020937 | 0.00010917 | 4.2818e-05 | 0 | 0 | 0 | 0 | 0 | 0
| SPS1 | CH | Cars mileage¦Gas¦New conventional gas ICE (100-140 kW) | billion km/yr. | 0.0020592 | 0.0023169 | 0.0029452 | 0.00037856 | 0.00013717 | 4.2478e-05 | 0 | 0 | 0 | 0 | 0 | 0
| SPS1 | CH | Cars mileage¦Gas¦New conventional gas ICE (>140 kW) | billion km/yr. | 0.032508 | 0.032236 | 0.031237 | 0.00013521 | 0.00010912 | 4.2694e-05 | 0 | 0 | 0 | 0 | 0 | 0
| SPS1 | CH | Cars efficiency | km/MJ | bar: 2020 to 2070
| SPS1 | CH | Cars efficiency¦Electricity¦Existing battery electric cars | km/MJ | 0.88951 | 0.95695 | 1.0581 | 1.2267 | - | - | - | - | - | - | - | -
| SPS1 | CH | Cars efficiency¦Electricity¦New battery electric cars (<60kW) | km/MJ | 1.8117 | 1.8117 | 1.8117 | 1.8117 | 1.8614 | 1.9122 | 2.0074 | 2.1191 | 2.2097 | 2.3284 | 2.4001 | 2.4389
| SPS1 | CH | Cars efficiency¦Electricity¦New battery electric cars (60-100 kW) | km/MJ | 1.4638 | 1.4638 | 1.4638 | 1.4638 | 1.5283 | 1.5585 | 1.6156 | 1.7352 | 1.8061 | 1.8986 | 1.9684 | 2.002
| SPS1 | CH | Cars efficiency¦Electricity¦New battery electric cars (100-140 kW) | km/MJ | 1.3375 | 1.3375 | 1.3375 | 1.3375 | 1.3647 | 1.4614 | 1.4843 | 1.5883 | 1.6726 | 1.7485 | 1.8167 | 1.835
| SPS1 | CH | Cars efficiency¦Electricity¦New battery electric cars (>140 kW) | km/MJ | 1.295 | 1.295 | 1.295 | 1.295 | 1.3287 | 1.373 | 1.441 | 1.5197 | 1.5807 | 1.6476 | 1.6828 | 1.7321
| SPS1 | CH | Cars efficiency¦Electricity¦New plug-in hybrid gasoline (<60 kW) | km/MJ | 0.71369 | 0.77624 | 0.78734 | 0.82974 | 0.85159 | 0.93206 | 1.0309 | 1.1426 | 1.2267 | 1.3379 | 1.3719 | 1.4353
| SPS1 | CH | Cars efficiency¦Electricity¦New plug-in hybrid gasoline (60-100 kW) | km/MJ | 0.62782 | 0.60726 | 0.64503 | 0.66309 | 0.69927 | 0.78579 | 0.90148 | 1.0394 | 1.09 | 1.1717 | 1.199 | 1.2478
| SPS1 | CH | Cars efficiency¦Electricity¦New plug-in hybrid gasoline (100-140 kW) | km/MJ | 0.54554 | 0.60429 | 0.618 | 0.66534 | 0.68002 | 0.77197 | 0.93166 | 1.0946 | 1.1317 | 1.1882 | 1.2156 | 1.2604
| SPS1 | CH | Cars efficiency¦Electricity¦New plug-in hybrid gasoline (>140 kW) | km/MJ | 0.51976 | 0.52668 | 0.58416 | 0.62568 | 0.63824 | 0.71796 | 0.83882 | 0.96861 | 1.0328 | 1.0939 | 1.1288 | 1.1446
| SPS1 | CH | Cars efficiency¦Electricity¦New plug-in hybrid diesel (<60 kW) | km/MJ | 0.72841 | 0.77318 | 0.78892 | 0.8305 | 0.86176 | 0.94786 | 1.0708 | 1.229 | 1.2723 | 1.315 | 1.2911 | 1.4395
| SPS1 | CH | Cars efficiency¦Electricity¦New plug-in hybrid diesel (60-100 kW) | km/MJ | 0.43272 | 0.63709 | 0.65466 | 0.62239 | 0.70965 | 0.79805 | 0.92822 | 1.0781 | 1.105 | 1.1461 | 1.1552 | 1.2437
| SPS1 | CH | Cars efficiency¦Electricity¦New plug-in hybrid diesel (100-140 kW) | km/MJ | 0.55358 | 0.61226 | 0.6263 | 0.65786 | 0.68849 | 0.77989 | 0.93952 | 1.1008 | 1.1352 | 1.162 | 1.1652 | 1.2336
| SPS1 | CH | Cars efficiency¦Electricity¦New plug-in hybrid diesel (>140 kW) | km/MJ | 0.527 | 0.56288 | 0.59329 | 0.6206 | 0.64644 | 0.72565 | 0.8648 | 1.007 | 1.0405 | 1.1013 | 1.1364 | 1.1519
| SPS1 | CH | Cars efficiency¦Hydrogen¦New fuel cell cars (<60 kW) | km/MJ | - | 1.0966 | 1.0966 | 1.0966 | 1.1184 | 1.1559 | 1.2378 | 1.3157 | 1.363 | 1.4869 | 1.515 | 1.5777
| SPS1 | CH | Cars efficiency¦Hydrogen¦New fuel cell cars (60-100 kW) | km/MJ | 0.8915 | 0.8915 | 0.8915 | 0.8915 | 0.91064 | 0.94701 | 1.0123 | 1.0799 | 1.1272 | 1.224 | 1.2546 | 1.3008
| SPS1 | CH | Cars efficiency¦Hydrogen¦New fuel cell cars (100-140 kW) | km/MJ | 0.83001 | 0.83001 | 0.83001 | 0.83001 | 0.84331 | 0.88284 | 0.94432 | 1.008 | 1.054 | 1.1428 | 1.1729 | 1.2154
| SPS1 | CH | Cars efficiency¦Hydrogen¦New fuel cell cars (>140 kW) | km/MJ | - | 0.83675 | 0.83675 | 0.83675 | 0.85361 | 0.88604 | 0.94416 | 1.0035 | 1.0446 | 1.1284 | 1.1547 | 1.1947
| SPS1 | CH | Cars efficiency¦Motor Gasoline¦Total¦Conventional gasoline hybrid existing | km/MJ | 0.4938 | 0.50503 | 0.52189 | 0.54998 | - | - | - | - | - | - | - | -
| SPS1 | CH | Cars efficiency¦Motor Gasoline¦Total¦New conventional gasoline hybrid (<60 kW) | km/MJ | 1.1372 | 1.1601 | 1.3972 | 1.3388 | 1.14 | 0.90021 | - | - | - | - | - | -
| SPS1 | CH | Cars efficiency¦Motor Gasoline¦Total¦New conventional gasoline hybrid (60-100 kW) | km/MJ | 1.5892 | 2.1276 | 1.9412 | 1.946 | 1.9461 | 1.8267 | - | - | - | - | - | -
| SPS1 | CH | Cars efficiency¦Motor Gasoline¦Total¦New conventional gasoline hybrid (100-140 kW) | km/MJ | 1.9621 | 2.4915 | 2.4818 | 2.4971 | 2.5259 | 1.422 | - | - | - | - | - | -
| SPS1 | CH | Cars efficiency¦Motor Gasoline¦Total¦New conventional gasoline hybrid (>140 kW) | km/MJ | 1.1369 | 1.331 | 1.3532 | 1.3517 | 1.5241 | 0.80924 | - | - | - | - | - | -
| SPS1 | CH | Cars efficiency¦Motor Gasoline¦Total¦Conventional gasoline ICE existing | km/MJ | 0.28604 | 0.29255 | 0.30231 | 0.31859 | - | - | - | - | - | - | - | -
| SPS1 | CH | Cars efficiency¦Motor Gasoline¦Total¦New conventional gasoline ICE (<60 kW) | km/MJ | 0.68329 | 0.6503 | 0.6248 | 0.62461 | 0.60095 | 0.59827 | - | - | - | - | - | -
| SPS1 | CH | Cars efficiency¦Motor Gasoline¦Total¦New conventional gasoline ICE (60-100 kW) | km/MJ | 0.60409 | 0.60446 | 0.58953 | 0.59146 | 0.56107 | 0.55218 | - | - | - | - | - | -
| SPS1 | CH | Cars efficiency¦Motor Gasoline¦Total¦New conventional gasoline ICE (100-140 kW) | km/MJ | 0.51524 | 0.51602 | 0.49943 | 0.50074 | 0.48481 | 0.48213 | - | - | - | - | - | -
| SPS1 | CH | Cars efficiency¦Motor Gasoline¦Total¦New conventional gasoline ICE (>140 kW) | km/MJ | 0.43921 | 0.4333 | 0.43385 | 0.43723 | 0.43409 | 0.43449 | - | - | - | - | - | -
| SPS1 | CH | Cars efficiency¦Motor Gasoline¦Total¦New mild hybrid gasoline (<60 kW) | km/MJ | - | 0.51838 | 0.5376 | 0.59069 | 0.5951 | 0.60502 | - | - | - | - | - | -
| SPS1 | CH | Cars efficiency¦Motor Gasoline¦Total¦New mild hybrid gasoline (60-100 kW) | km/MJ | - | 0.41734 | 0.43537 | 0.47754 | 0.48096 | 0.49015 | - | - | - | - | - | -
| SPS1 | CH | Cars efficiency¦Motor Gasoline¦Total¦New mild hybrid gasoline (100-140 kW) | km/MJ | - | 0.38797 | 0.4049 | 0.43898 | 0.44332 | 0.45448 | - | - | - | - | - | -
| SPS1 | CH | Cars efficiency¦Motor Gasoline¦Total¦New mild hybrid gasoline (>140 kW) | km/MJ | - | 0.39332 | 0.41047 | 0.45001 | 0.4529 | 0.46067 | - | - | - | - | - | -
| SPS1 | CH | Cars efficiency¦Motor Diesel¦Total¦Conventional diesel hybrid existing | km/MJ | bar: 2020 to 2070
| SPS1 | CH | Cars efficiency¦Motor Diesel¦Total¦New conventional diesel hybrid (<60 kW) | km/MJ | 0.41824 | 1.58 | 1.497 | 1.0254 | 0.9854 | 0.90298 | - | - | - | - | - | -
| SPS1 | CH | Cars efficiency¦Motor Diesel¦Total¦New conventional diesel hybrid (60-100 kW) | km/MJ | 1.1925 | 2.6789 | 2.1766 | 2.1593 | 2.0923 | 1.9304 | - | - | - | - | - | -
| SPS1 | CH | Cars efficiency¦Motor Diesel¦Total¦New conventional diesel hybrid (100-140 kW) | km/MJ | 0.89894 | 1.2099 | 1.2071 | 1.2599 | 1.3715 | 0.83474 | - | - | - | - | - | -
| SPS1 | CH | Cars efficiency¦Motor Diesel¦Total¦New conventional diesel hybrid (>140 kW) | km/MJ | 1.3438 | 1.5807 | 1.577 | 1.5882 | 1.4921 | 0.82478 | - | - | - | - | - | -
| SPS1 | CH | Cars efficiency¦Motor Diesel¦Total¦Conventional diesel ICE existing | km/MJ | 0.33902 | 0.35391 | 0.37626 | 0.4135 | - | - | - | - | - | - | - | -
| SPS1 | CH | Cars efficiency¦Motor Diesel¦Total¦New conventional diesel ICE (<60 kW) | km/MJ | 0.75417 | 0.92768 | 0.92325 | 0.90589 | 0.88592 | 0.63931 | - | - | - | - | - | -
| SPS1 | CH | Cars efficiency¦Motor Diesel¦Total¦New conventional diesel ICE (60-100 kW) | km/MJ | 0.69647 | 0.7039 | 0.70295 | 0.7612 | 0.79629 | 0.52279 | - | - | - | - | - | -
| SPS1 | CH | Cars efficiency¦Motor Diesel¦Total¦New conventional diesel ICE (100-140 kW) | km/MJ | 0.5283 | 0.53244 | 0.53198 | 0.5412 | 0.5895 | 0.47309 | - | - | - | - | - | -
| SPS1 | CH | Cars efficiency¦Motor Diesel¦Total¦New conventional diesel ICE (>140 kW) | km/MJ | 0.46613 | 0.45574 | 0.45672 | 0.4633 | 0.39142 | 0.42542 | - | - | - | - | - | -
| SPS1 | CH | Cars efficiency¦Motor Diesel¦Total¦New mild hybrid diesel (<60 kW) | km/MJ | - | 0.56204 | 0.57808 | 0.62937 | 0.63274 | 0.63991 | - | - | - | - | - | -
| SPS1 | CH | Cars efficiency¦Motor Diesel¦Total¦New mild hybrid diesel (60-100 kW) | km/MJ | - | 0.4521 | 0.46734 | 0.50638 | 0.50953 | 0.51752 | - | - | - | - | - | -
| SPS1 | CH | Cars efficiency¦Motor Diesel¦Total¦New mild hybrid diesel (100-140 kW) | km/MJ | - | 0.42028 | 0.43456 | 0.46617 | 0.47022 | 0.48011 | - | - | - | - | - | -
| SPS1 | CH | Cars efficiency¦Motor Diesel¦Total¦New mild hybrid diesel (>140 kW) | km/MJ | - | 0.39943 | 0.41253 | 0.44135 | 0.44494 | 0.45448 | - | - | - | - | - | -
| SPS1 | CH | Cars efficiency¦Gas¦Conventional gas ICE existing | km/MJ | - | 0 | 0 | 0 | 0 | 0 | 0 | 0 | 0 | 0 | 0 | 0
| SPS1 | CH | Cars efficiency¦Gas¦New conventionalgas ICE (<60 kW) | km/MJ | 0.61683 | 0.37567 | 0.34207 | 8.2206e-05 | 5.7971e-05 | 4.3476e-05 | 0 | 0 | 0 | 0 | 0 | 0
| SPS1 | CH | Cars efficiency¦Gas¦New conventional gas ICE (60-100 kW) | km/MJ | 0.63177 | 0.057392 | 0.026619 | 0.00018458 | 1.9811e-05 | 1.1804e-05 | 0 | 0 | 0 | 0 | 0 | 0
| SPS1 | CH | Cars efficiency¦Gas¦New conventional gas ICE (100-140 kW) | km/MJ | 0.4691 | 0.055256 | 0.050922 | 0.00027975 | 0.00013226 | 0.00011792 | 0 | 0 | 0 | 0 | 0 | 0
| SPS1 | CH | Cars efficiency¦Gas¦New conventional gas ICE (>140 kW) | km/MJ | 0.68274 | 0.28893 | 0.26586 | 0.071049 | 0.11496 | 0.11585 | - | - | - | - | - | -
| SPS1 | CH | Fuel consumption in urban buses | PJ/yr. | 0.7633 | 1.2921 | 0.77426 | 1.2417 | 1.1908 | 1.2093 | 1.1883 | 1.1609 | 1.1688 | 1.1956 | 1.2322 | 1.2752
| SPS1 | CH | Fuel consumption in urban buses¦Electricity | PJ/yr. | 0.012491 | 0.033169 | 0.73981 | 1.2207 | 1.18 | 1.199 | 1.1783 | 1.1576 | 1.1672 | 1.1942 | 1.2308 | 1.2737
| SPS1 | CH | Fuel consumption in urban buses¦Electricity¦Existing electric urban buses | PJ/yr. | 0.00046545 | 0.00048411 | 0.00047931 | 0 | 0 | 0 | 0 | 0 | 0 | 0 | 0 | 0
| SPS1 | CH | Fuel consumption in urban buses¦Electricity¦New electric urban buses (Mini) | PJ/yr. | 0.00031724 | 0.0087307 | 0.15439 | 0.24708 | 0.24457 | 0.25347 | 0.25042 | 0.24173 | 0.24526 | 0.25002 | 0.25761 | 0.26594
| SPS1 | CH | Fuel consumption in urban buses¦Electricity¦New electric urban buses (Midi) | PJ/yr. | 0.0017874 | 0.0048128 | 0.077292 | 0.12876 | 0.12286 | 0.12611 | 0.12539 | 0.12106 | 0.12258 | 0.12506 | 0.12887 | 0.13329
| SPS1 | CH | Fuel consumption in urban buses¦Electricity¦New electric urban buses (Maxi) | PJ/yr. | 0.0086753 | 0.017122 | 0.50472 | 0.84361 | 0.81176 | 0.8186 | 0.80171 | 0.79393 | 0.79798 | 0.81732 | 0.84229 | 0.87105
| SPS1 | CH | Fuel consumption in urban buses¦Electricity¦New electric urban buses (Mega) | PJ/yr. | 0.0012459 | 0.0020196 | 0.002932 | 0.0012108 | 0.00076993 | 0.0008533 | 0.0008023 | 0.00091329 | 0.0013774 | 0.0017743 | 0.0019876 | 0.0034232
| SPS1 | CH | Fuel consumption in urban buses¦Hydrogen | PJ/yr. | 0 | 0 | 0 | 0.00091354 | 0.0015857 | 0.0016987 | 0.0017549 | 0.0015112 | 0.0016374 | 0.0014474 | 0.0014635 | 0.0014926
| SPS1 | CH | Fuel consumption in urban buses¦Hydrogen¦New fuel cell urban buses (Mini) | PJ/yr. | 0 | 0 | 0 | 0.00013906 | 0.00023427 | 0.00030784 | 0.00029471 | 0.0002748 | 0.00025899 | 0.00025958 | 0.00025425 | 0.00026245
| SPS1 | CH | Fuel consumption in urban buses¦Hydrogen¦New fuel cell urban buses (Midi) | PJ/yr. | 0 | 0 | 0 | 0.00016578 | 0.00030335 | 0.00040559 | 0.00038573 | 0.00036626 | 0.00034866 | 0.00035077 | 0.00034557 | 0.00035754
| SPS1 | CH | Fuel consumption in urban buses¦Hydrogen¦New fuel cell urban buses (Maxi) | PJ/yr. | 0 | 0 | 0 | 0.00032527 | 0.00050208 | 0.00046535 | 0.00059226 | 0.00041478 | 0.00057736 | 0.0003936 | 0.00040676 | 0.00040413
| SPS1 | CH | Fuel consumption in urban buses¦Hydrogen¦New fuel cell urban buses (Mega) | PJ/yr. | 0 | 0 | 0 | 0.00028342 | 0.00054595 | 0.0005199 | 0.00048221 | 0.00045537 | 0.00045239 | 0.00044342 | 0.00045695 | 0.00046844
| SPS1 | CH | Fuel consumption in urban buses¦Motor Diesel | PJ/yr. | 0.75049 | 1.253 | 0.029823 | 0.014772 | 0.0059045 | 0.0052412 | 0.0049864 | 0.000977 | 0 | 0 | 0 | 0
| SPS1 | CH | Fuel consumption in urban buses¦Motor Diesel¦Fossil liquids | PJ/yr. | 0.73197 | 1.2203 | 0.028484 | 0.013971 | 0.0054139 | 0.0043711 | 0.0029369 | 0 | 0 | 0 | 0 | 0
| SPS1 | CH | Fuel consumption in urban buses¦Motor Diesel¦Synthetic liquids | PJ/yr. | 0.018522 | 0.032656 | 0.0013385 | 0.00080146 | 0.00049053 | 0.00087011 | 0.0020495 | 0.00097768 | 0 | 0 | 0 | 0
| SPS1 | CH | Fuel consumption in urban buses¦Motor Diesel¦Synthetic liquids¦Bioliquids¦Biodiesel | PJ/yr. | 0.018522 | 0.032656 | 0.0013385 | 0.00080146 | 0.00048797 | 0.00066483 | 0.0016298 | 0.00093089 | 0 | 0 | 0 | 0
| SPS1 | CH | Fuel consumption in urban buses¦Motor Diesel¦Synthetic liquids¦PtL¦PtL Diesel | PJ/yr. | 0 | 0 | 0 | 0 | 2.5527e-06 | 0.00020528 | 0.00041967 | 4.6795e-05 | 0 | 0 | 0 | 0
| SPS1 | CH | Fuel consumption in urban buses¦Motor Diesel¦Total¦New conventional hybrid diesel urban buses (Mini) | PJ/yr. | 0 | 0.12406 | 0.00040295 | 0.00037689 | 0.00031244 | 0.00028786 | 0.0002937 | 0.00017564 | 0 | 0 | 0 | 0
| SPS1 | CH | Fuel consumption in urban buses¦Motor Diesel¦Total¦New conventional hybrid diesel urban buses (Midi) | PJ/yr. | 0 | 0.00044114 | 0.00044064 | 0.00064423 | 0.00047076 | 0.00042844 | 0.00044515 | 0.00024778 | 0 | 0 | 0 | 0
| SPS1 | CH | Fuel consumption in urban buses¦Motor Diesel¦Total¦New conventional hybrid diesel urban buses (Maxi) | PJ/yr. | 0 | 0.0011346 | 0.0010014 | 0.0014804 | 0.00048945 | 0.00047856 | 0.00064278 | 0 | 0 | 0 | 0 | 0
| SPS1 | CH | Fuel consumption in urban buses¦Motor Diesel¦Total¦New conventional hybrid diesel urban buses (Mega) | PJ/yr. | 0 | 0.00033422 | 0.00049059 | 0.0011396 | 0.00080698 | 0.00077485 | 0.00064804 | 0 | 0 | 0 | 0 | 0
| SPS1 | CH | Fuel consumption in urban buses¦Motor Diesel¦Total¦Existing ICE diesel urban buses | PJ/yr. | 0.017326 | 0.01732 | 0.01725 | 0 | 0 | 0 | 0 | 0 | 0 | 0 | 0 | 0
| SPS1 | CH | Fuel consumption in urban buses¦Motor Diesel¦Total¦New conventional ICE diesel urban buses (Mini) | PJ/yr. | 0.0011296 | 0.085226 | 0.0014318 | 0.0014238 | 0.00040758 | 0.00037212 | 0.00038455 | 0.00022353 | 0 | 0 | 0 | 0
| SPS1 | CH | Fuel consumption in urban buses¦Motor Diesel¦Total¦New conventional ICE diesel urban buses (Midi) | PJ/yr. | 0.10349 | 0.13009 | 0.0020193 | 0.0026601 | 0.00074 | 0.00061983 | 0.00063888 | 0.00033004 | 0 | 0 | 0 | 0
| SPS1 | CH | Fuel consumption in urban buses¦Motor Diesel¦Total¦New conventional ICE diesel urban buses (Maxi) | PJ/yr. | 0.61927 | 0.89146 | 0.003506 | 0.004413 | 0.0011437 | 0.00082493 | 0.0010022 | 0 | 0 | 0 | 0 | 0
| SPS1 | CH | Fuel consumption in urban buses¦Motor Diesel¦Total¦New conventional ICE diesel urban buses (Mega) | PJ/yr. | 0.0092771 | 0.0029036 | 0.0032803 | 0.0026342 | 0.0015335 | 0.0014546 | 0.00093114 | 0 | 0 | 0 | 0 | 0
| SPS1 | CH | Fuel consumption in urban buses¦Motor Gas | PJ/yr. | 0.00031159 | 0.0059712 | 0.0046325 | 0.0053433 | 0.003327 | 0.0033385 | 0.0031953 | 0.00080661 | 0 | 0 | 0 | 0
| SPS1 | CH | Fuel consumption in urban buses¦Motor Gas¦Fossil gases | PJ/yr. | 0.00028753 | 0.0052394 | 0.0045871 | 0.0052998 | 0 | 0 | 0 | 0 | 0 | 0 | 0 | 0
| SPS1 | CH | Fuel consumption in urban buses¦Motor Gas¦Synthetic gases | PJ/yr. | 2.4062e-05 | 0.00073174 | 4.5329e-05 | 4.3447e-05 | 0.02554 | 0.09187 | 0.77032 | 1.1489 | 0 | 0 | 0 | 0
| SPS1 | CH | Fuel consumption in urban buses¦Motor Gas¦Synthetic gases¦Biogases¦Biogas | PJ/yr. | 2.4062e-05 | 0.00073174 | 4.5329e-05 | 4.3447e-05 | 4.9084e-05 | 0.0005071 | 0.0011136 | 0.00072759 | 0 | 0 | 0 | 0
| SPS1 | CH | Fuel consumption in urban buses¦Motor Gas¦Synthetic gases¦PtG¦PtG gas | PJ/yr. | 0 | 0 | 0 | 0 | 0.025491 | 0.091362 | 0.76921 | 1.1481 | 0 | 0 | 0 | 0
| SPS1 | CH | Fuel consumption in urban buses¦Motor Gas¦Total¦Existing ICE Gas urban buses | PJ/yr. | 0.00031159 | 0.00031961 | 8.4727e-05 | 0 | 0 | 0 | 0 | 0 | 0 | 0 | 0 | 0
| SPS1 | CH | Fuel consumption in urban buses¦Motor Gas¦Total¦New conventional ICE gas urban buses (Mini) | PJ/yr. | 0 | 0.0036985 | 0.00041848 | 0.00050889 | 0.00042716 | 0.00040231 | 0.00041027 | 0.00030267 | 0 | 0 | 0 | 0
| SPS1 | CH | Fuel consumption in urban buses¦Motor Gas¦Total¦New conventional ICE gas urban buses (Midi) | PJ/yr. | 0 | 0.00043068 | 0.00069241 | 0.00086621 | 0.00068635 | 0.00067365 | 0.00071244 | 0.00050394 | 0 | 0 | 0 | 0
| SPS1 | CH | Fuel consumption in urban buses¦Motor Gas¦Total¦New conventional ICE gas urban buses (Maxi) | PJ/yr. | 0 | 0.0011974 | 0.0022142 | 0.0023216 | 0.00079157 | 0.00079582 | 0.00098425 | 0 | 0 | 0 | 0 | 0
| SPS1 | CH | Fuel consumption in urban buses¦Motor Gas¦Total¦New conventional ICE gas urban buses (Mega) | PJ/yr. | 0 | 0.00032503 | 0.0012227 | 0.0016465 | 0.0014219 | 0.0014667 | 0.0010883 | 0 | 0 | 0 | 0 | 0
| SPS1 | CH | Urban buses mileage | billion km/yr. | 0.29611 | 0.30238 | 0.3114 | 0.32607 | 0.33946 | 0.3539 | 0.3663 | 0.37812 | 0.3885 | 0.3995 | 0.4117 | 0.42574
| SPS1 | CH | Urban buses mileage¦Electricity¦Existing electric urban buses | billion km/yr. | 0.0019505 | 0.0016333 | 0.0010298 | 0 | 0 | 0 | 0 | 0 | 0 | 0 | 0 | 0
| SPS1 | CH | Urban buses mileage¦Electricity¦New electric urban buses (Mini) | billion km/yr. | 0.00012014 | 0.0034217 | 0.06358 | 0.11045 | 0.11512 | 0.12 | 0.12422 | 0.1284 | 0.13192 | 0.1356 | 0.13972 | 0.14424
| SPS1 | CH | Urban buses mileage¦Electricity¦New electric urban buses (Midi) | billion km/yr. | 0.00049185 | 0.0013498 | 0.023075 | 0.039891 | 0.041613 | 0.043388 | 0.044879 | 0.04641 | 0.047717 | 0.049076 | 0.050572 | 0.052303
| SPS1 | CH | Urban buses mileage¦Electricity¦New electric urban buses (Maxi) | billion km/yr. | 0.0015873 | 0.0031631 | 0.10043 | 0.17396 | 0.18166 | 0.1894 | 0.19604 | 0.20264 | 0.20834 | 0.21425 | 0.2208 | 0.22834
| SPS1 | CH | Urban buses mileage¦Electricity¦New electric urban buses (Mega) | billion km/yr. | 0.00015198 | 0.00025006 | 0.00037027 | 0.00016225 | 0.00011509 | 0.00013375 | 0.0001321 | 0.00015725 | 0.00024169 | 0.00031135 | 0.00034877 | 0.00060069
| SPS1 | CH | Urban buses mileage¦Hydrogen¦New fuel cell urban buses (Mini) | billion km/yr. | 0 | 0 | 0 | 3.2597e-05 | 5.6866e-05 | 7.7608e-05 | 7.9192e-05 | 7.8741e-05 | 7.7178e-05 | 7.8768e-05 | 7.7151e-05 | 7.9639e-05
| SPS1 | CH | Urban buses mileage¦Hydrogen¦New fuel cell urban buses (Midi) | billion km/yr. | 0 | 0 | 0 | 2.8034e-05 | 5.305e-05 | 7.3644e-05 | 7.4682e-05 | 7.5615e-05 | 7.4916e-05 | 7.6753e-05 | 7.5616e-05 | 7.8235e-05
| SPS1 | CH | Urban buses mileage¦Hydrogen¦New fuel cell urban buses (Maxi) | billion km/yr. | 0 | 0 | 0 | 3.6791e-05 | 5.8659e-05 | 5.8288e-05 | 7.7031e-05 | 5.8942e-05 | 8.3293e-05 | 5.7698e-05 | 5.9627e-05 | 5.9241e-05
| SPS1 | CH | Urban buses mileage¦Hydrogen¦New fuel cell urban buses (Mega) | billion km/yr. | 0 | 0 | 0 | 2.1511e-05 | 4.2918e-05 | 4.375e-05 | 4.3305e-05 | 4.3474e-05 | 4.454e-05 | 4.3656e-05 | 4.4988e-05 | 4.612e-05
| SPS1 | CH | Urban buses mileage¦Motor Diesel¦Total¦New conventional hybrid diesel urban buses (Mini) | billion km/yr. | 0 | 0.020161 | 6.6957e-05 | 6.4971e-05 | 5.7397e-05 | 5.6226e-05 | 6.0181e-05 | 3.6967e-05 | 0 | 0 | 0 | 0
| SPS1 | CH | Urban buses mileage¦Motor Diesel¦Total¦New conventional hybrid diesel urban buses (Midi) | billion km/yr. | 0 | 5.139e-05 | 5.2392e-05 | 7.9308e-05 | 6.1818e-05 | 5.9847e-05 | 6.5261e-05 | 3.7364e-05 | 0 | 0 | 0 | 0
| SPS1 | CH | Urban buses mileage¦Motor Diesel¦Total¦New conventional hybrid diesel urban buses (Maxi) | billion km/yr. | 0 | 8.8766e-05 | 7.9774e-05 | 0.00012236 | 4.4639e-05 | 4.5988e-05 | 6.3463e-05 | 0 | 0 | 0 | 0 | 0
| SPS1 | CH | Urban buses mileage¦Motor Diesel¦Total¦New conventional hybrid diesel urban buses (Mega) | billion km/yr. | 0 | 1.763e-05 | 2.6493e-05 | 6.371e-05 | 4.9854e-05 | 5.0164e-05 | 4.4229e-05 | 0 | 0 | 0 | 0 | 0
| SPS1 | CH | Urban buses mileage¦Motor Diesel¦Total¦Existing ICE diesel urban buses | billion km/yr. | 0.24202 | 0.1938 | 0.12111 | 0 | 0 | 0 | 0 | 0 | 0 | 0 | 0 | 0
| SPS1 | CH | Urban buses mileage¦Motor Diesel¦Total¦New conventional ICE diesel urban buses (Mini) | billion km/yr. | 0.00013998 | 0.010947 | 0.00018131 | 0.00018334 | 5.9472e-05 | 5.7798e-05 | 6.2624e-05 | 3.7389e-05 | 0 | 0 | 0 | 0
| SPS1 | CH | Urban buses mileage¦Motor Diesel¦Total¦New conventional ICE diesel urban buses (Midi) | billion km/yr. | 0.0090515 | 0.011411 | 0.00017984 | 0.00024128 | 7.5349e-05 | 6.7063e-05 | 7.2432e-05 | 3.839e-05 | 0 | 0 | 0 | 0
| SPS1 | CH | Urban buses mileage¦Motor Diesel¦Total¦New conventional ICE diesel urban buses (Maxi) | billion km/yr. | 0.035887 | 0.051838 | 0.00020732 | 0.00027115 | 7.9474e-05 | 6.0397e-05 | 7.5353e-05 | 0 | 0 | 0 | 0 | 0
| SPS1 | CH | Urban buses mileage¦Motor Diesel¦Total¦New conventional ICE diesel urban buses (Mega) | billion km/yr. | 0.00035853 | 0.00011315 | 0.0001292 | 0.00010794 | 7.2364e-05 | 7.0955e-05 | 4.7836e-05 | 0 | 0 | 0 | 0 | 0
| SPS1 | CH | Urban buses mileage¦Motor Gas¦Total¦Existing ICE Gas urban buses | billion km/yr. | 0.0043526 | 0.0035754 | 0.00059432 | 0 | 0 | 0 | 0 | 0 | 0 | 0 | 0 | 0
| SPS1 | CH | Urban buses mileage¦Motor Gas¦Total¦New conventional ICE gas urban buses (Mini) | billion km/yr. | 0 | 0.00044469 | 5.1613e-05 | 6.5185e-05 | 5.8497e-05 | 5.8636e-05 | 6.2807e-05 | 4.7513e-05 | 0 | 0 | 0 | 0
| SPS1 | CH | Urban buses mileage¦Motor Gas¦Total¦New conventional ICE gas urban buses (Midi) | billion km/yr. | 0 | 3.6607e-05 | 6.0137e-05 | 7.7912e-05 | 6.5815e-05 | 6.8694e-05 | 7.6417e-05 | 5.5351e-05 | 0 | 0 | 0 | 0
| SPS1 | CH | Urban buses mileage¦Motor Gas¦Total¦New conventional ICE gas urban buses (Maxi) | billion km/yr. | 0 | 6.7561e-05 | 0.00012736 | 0.00013738 | 5.2104e-05 | 5.5032e-05 | 6.9832e-05 | 0 | 0 | 0 | 0 | 0
| SPS1 | CH | Urban buses mileage¦Motor Gas¦Total¦New conventional ICE gas urban buses (Mega) | billion km/yr. | 0 | 1.225e-05 | 4.7164e-05 | 6.5904e-05 | 6.3163e-05 | 6.7754e-05 | 5.2858e-05 | 0 | 0 | 0 | 0 | 0
| SPS1 | CH | Urban buses efficiency | km/MJ | bar: 2020 to 2070
| SPS1 | CH | Urban buses efficiency¦Electricity¦Existing electric urban buses | km/MJ | 4.1906 | 3.3738 | 2.1485 | - | - | - | - | - | - | - | - | -
| SPS1 | CH | Urban buses efficiency¦Electricity¦New electric urban buses (Mini) | km/MJ | 0.37869 | 0.39191 | 0.41183 | 0.44701 | 0.47072 | 0.47343 | 0.49605 | 0.53116 | 0.53788 | 0.54236 | 0.54236 | 0.54236
| SPS1 | CH | Urban buses efficiency¦Electricity¦New electric urban buses (Midi) | km/MJ | 0.27518 | 0.28047 | 0.29855 | 0.30982 | 0.3387 | 0.34404 | 0.35791 | 0.38337 | 0.38926 | 0.39242 | 0.39242 | 0.39242
| SPS1 | CH | Urban buses efficiency¦Electricity¦New electric urban buses (Maxi) | km/MJ | 0.18297 | 0.18474 | 0.19899 | 0.20621 | 0.22378 | 0.23137 | 0.24453 | 0.25524 | 0.26109 | 0.26214 | 0.26214 | 0.26214
| SPS1 | CH | Urban buses efficiency¦Electricity¦New electric urban buses (Mega) | km/MJ | 0.12199 | 0.12382 | 0.12628 | 0.134 | 0.14948 | 0.15675 | 0.16465 | 0.17218 | 0.17548 | 0.17548 | 0.17548 | 0.17548
| SPS1 | CH | Urban buses efficiency¦Hydrogen¦New fuel cell urban buses (Mini) | km/MJ | - | - | - | 0.2344 | 0.24273 | 0.2521 | 0.26871 | 0.28654 | 0.29799 | 0.30344 | 0.30344 | 0.30344
| SPS1 | CH | Urban buses efficiency¦Hydrogen¦New fuel cell urban buses (Midi) | km/MJ | - | - | - | 0.1691 | 0.17488 | 0.18157 | 0.19361 | 0.20645 | 0.21487 | 0.21881 | 0.21881 | 0.21881
| SPS1 | CH | Urban buses efficiency¦Hydrogen¦New fuel cell urban buses (Maxi) | km/MJ | - | - | - | 0.11311 | 0.11683 | 0.12526 | 0.13006 | 0.1421 | 0.14426 | 0.14659 | 0.14659 | 0.14659
| SPS1 | CH | Urban buses efficiency¦Hydrogen¦New fuel cell urban buses (Mega) | km/MJ | - | - | - | 0.075897 | 0.078611 | 0.084152 | 0.089804 | 0.095469 | 0.098454 | 0.098454 | 0.098454 | 0.098454
| SPS1 | CH | Urban buses efficiency¦Motor Diesel¦Total¦New conventional hybrid diesel urban buses (Mini) | km/MJ | - | 0.16251 | 0.16617 | 0.17238 | 0.18371 | 0.19533 | 0.20491 | 0.21047 | - | - | - | -
| SPS1 | CH | Urban buses efficiency¦Motor Diesel¦Total¦New conventional hybrid diesel urban buses (Midi) | km/MJ | - | 0.11649 | 0.1189 | 0.12311 | 0.13132 | 0.13968 | 0.1466 | 0.15079 | - | - | - | -
| SPS1 | CH | Urban buses efficiency¦Motor Diesel¦Total¦New conventional hybrid diesel urban buses (Maxi) | km/MJ | - | 0.078236 | 0.079664 | 0.082651 | 0.091201 | 0.096097 | 0.098732 | - | - | - | - | -
| SPS1 | CH | Urban buses efficiency¦Motor Diesel¦Total¦New conventional hybrid diesel urban buses (Mega) | km/MJ | - | 0.052751 | 0.054001 | 0.055908 | 0.061779 | 0.06474 | 0.068251 | - | - | - | - | -
| SPS1 | CH | Urban buses efficiency¦Motor Diesel¦Total¦Existing ICE diesel urban buses | km/MJ | 13.9687 | 11.1896 | 7.021 | - | - | - | - | - | - | - | - | -
| SPS1 | CH | Urban buses efficiency¦Motor Diesel¦Total¦New conventional ICE diesel urban buses (Mini) | km/MJ | 0.12392 | 0.12845 | 0.12663 | 0.12877 | 0.14592 | 0.15532 | 0.16285 | 0.16727 | - | - | - | -
| SPS1 | CH | Urban buses efficiency¦Motor Diesel¦Total¦New conventional ICE diesel urban buses (Midi) | km/MJ | 0.087466 | 0.087717 | 0.089059 | 0.090703 | 0.10182 | 0.1082 | 0.11337 | 0.11632 | - | - | - | -
| SPS1 | CH | Urban buses efficiency¦Motor Diesel¦Total¦New conventional ICE diesel urban buses (Maxi) | km/MJ | 0.05795 | 0.058149 | 0.059132 | 0.061444 | 0.069487 | 0.073214 | 0.075191 | - | - | - | - | -
| SPS1 | CH | Urban buses efficiency¦Motor Diesel¦Total¦New conventional ICE diesel urban buses (Mega) | km/MJ | 0.038646 | 0.038969 | 0.039387 | 0.040976 | 0.047188 | 0.04878 | 0.051374 | - | - | - | - | -
| SPS1 | CH | Urban buses efficiency¦Motor Gas¦Total¦Existing ICE Gas urban buses | km/MJ | 13.9687 | 11.187 | 7.0145 | - | - | - | - | - | - | - | - | -
| SPS1 | CH | Urban buses efficiency¦Motor Gas¦Total¦New conventional ICE gas urban buses (Mini) | km/MJ | - | 0.12024 | 0.12333 | 0.12809 | 0.13695 | 0.14575 | 0.15309 | 0.15698 | - | - | - | -
| SPS1 | CH | Urban buses efficiency¦Motor Gas¦Total¦New conventional ICE gas urban buses (Midi) | km/MJ | - | 0.084998 | 0.086851 | 0.089946 | 0.095891 | 0.10197 | 0.10726 | 0.10984 | - | - | - | -
| SPS1 | CH | Urban buses efficiency¦Motor Gas¦Total¦New conventional ICE gas urban buses (Maxi) | km/MJ | - | 0.056422 | 0.057522 | 0.059173 | 0.065824 | 0.069151 | 0.07095 | - | - | - | - | -
| SPS1 | CH | Urban buses efficiency¦Motor Gas¦Total¦New conventional ICE gas urban buses (Mega) | km/MJ | - | 0.037689 | 0.038575 | 0.040026 | 0.044422 | 0.046194 | 0.048569 | - | - | - | - | -
| SPS1 | CH | Fuel consumption in coaches | PJ/yr. | 0.81659 | 0.80885 | 0.53237 | 0.5387 | 0.39341 | 0.369 | 0.3575 | 0.33128 | 0.33011 | 0.33712 | 0.3465 | 0.35596
| SPS1 | CH | Fuel consumption in coaches¦Electricity | PJ/yr. | 0.0035337 | 0.0089839 | 0.2133 | 0.34319 | 0.356 | 0.35923 | 0.34263 | 0.32242 | 0.32858 | 0.33577 | 0.34513 | 0.35457
| SPS1 | CH | Fuel consumption in coaches¦Electricity¦Existing electric coaches | PJ/yr. | 0 | 0 | 0 | 0 | 0 | 0 | 0 | 0 | 0 | 0 | 0 | 0
| SPS1 | CH | Fuel consumption in coaches¦Electricity¦New electric coaches (Mini) | PJ/yr. | 0.00059129 | 0.0020525 | 0.072063 | 0.14915 | 0.13821 | 0.13717 | 0.13179 | 0.12273 | 0.12496 | 0.1274 | 0.13088 | 0.13401
| SPS1 | CH | Fuel consumption in coaches¦Electricity¦New electric coaches (Midi) | PJ/yr. | 0.0019797 | 0.0043711 | 0.13622 | 0.18679 | 0.17119 | 0.16751 | 0.15952 | 0.14957 | 0.15334 | 0.15666 | 0.16099 | 0.16515
| SPS1 | CH | Fuel consumption in coaches¦Electricity¦New electric coaches (Maxi) | PJ/yr. | 0.00096262 | 0.0022 | 0.0039845 | 0.0065211 | 0.045852 | 0.053611 | 0.050442 | 0.048857 | 0.04913 | 0.050255 | 0.051646 | 0.052981
| SPS1 | CH | Fuel consumption in coaches¦Electricity¦New electric coaches (Mega) | PJ/yr. | 0 | 0.00036032 | 0.0010289 | 0.00073092 | 0.000755 | 0.00093247 | 0.00087291 | 0.0012605 | 0.0011438 | 0.0014601 | 0.0016209 | 0.0024326
| SPS1 | CH | Fuel consumption in coaches¦Hydrogen | PJ/yr. | 0 | 0 | 0 | 0.00082632 | 0.0015001 | 0.0016087 | 0.0016637 | 0.0014222 | 0.0015359 | 0.0013473 | 0.0013626 | 0.0013887
| SPS1 | CH | Fuel consumption in coaches¦Hydrogen¦New fuel cell coaches (Mini) | PJ/yr. | 0 | 0 | 0 | 0.00012919 | 0.0002021 | 0.00028219 | 0.00027524 | 0.00026275 | 0.00024745 | 0.00024355 | 0.0002408 | 0.00024721
| SPS1 | CH | Fuel consumption in coaches¦Hydrogen¦New fuel cell coaches (Midi) | PJ/yr. | 0 | 0 | 0 | 0.00018533 | 0.00031461 | 0.00042296 | 0.00039322 | 0.00037138 | 0.00036137 | 0.00035189 | 0.00035268 | 0.00035779
| SPS1 | CH | Fuel consumption in coaches¦Hydrogen¦New fuel cell coaches (Maxi) | PJ/yr. | 0 | 0 | 0 | 0.00025376 | 0.00045956 | 0.00039217 | 0.0005332 | 0.00033477 | 0.00048537 | 0.00033038 | 0.00032657 | 0.00033568
| SPS1 | CH | Fuel consumption in coaches¦Hydrogen¦New fuel cell coaches (Mega) | PJ/yr. | 0 | 0 | 0 | 0.00025803 | 0.0005238 | 0.00051144 | 0.00046208 | 0.00045332 | 0.00044174 | 0.0004215 | 0.00044259 | 0.00044805
| SPS1 | CH | Fuel consumption in coaches¦Motor Diesel | PJ/yr. | 0.81292 | 0.79445 | 0.25005 | 0.12654 | 0.032854 | 0.0050957 | 0.0048315 | 0.0011511 | 0 | 0 | 0 | 0
| SPS1 | CH | Fuel consumption in coaches¦Motor Diesel¦Fossil liquids | PJ/yr. | 0.79285 | 0.77375 | 0.23883 | 0.11968 | 0.030125 | 0.0042497 | 0.0028457 | 0 | 0 | 0 | 0 | 0
| SPS1 | CH | Fuel consumption in coaches¦Motor Diesel¦Synthetic liquids | PJ/yr. | 0.020062 | 0.020706 | 0.011222 | 0.0068656 | 0.0027294 | 0.00084596 | 0.0019858 | 0.0011519 | 0 | 0 | 0 | 0
| SPS1 | CH | Fuel consumption in coaches¦Motor Diesel¦Synthetic liquids¦Bioliquids¦Biodiesel | PJ/yr. | 0.020062 | 0.020706 | 0.011222 | 0.0068656 | 0.0027152 | 0.00064637 | 0.0015792 | 0.0010968 | 0 | 0 | 0 | 0
| SPS1 | CH | Fuel consumption in coaches¦Motor Diesel¦Synthetic liquids¦PtL¦PtL Diesel | PJ/yr. | 0 | 0 | 0 | 0 | 1.4204e-05 | 0.00019958 | 0.00040664 | 5.5135e-05 | 0 | 0 | 0 | 0
| SPS1 | CH | Fuel consumption in coaches¦Motor Diesel¦Total¦New conventional hybrid diesel coaches (Mini) | PJ/yr. | 0 | 0.13391 | 0.10586 | 0.00039501 | 0.00027433 | 0.00025721 | 0.00025376 | 0.0001927 | 0 | 0 | 0 | 0
| SPS1 | CH | Fuel consumption in coaches¦Motor Diesel¦Total¦New conventional hybrid diesel coaches (Midi) | PJ/yr. | 0 | 0.0013502 | 0.002206 | 0.0010292 | 0.00040129 | 0.00037587 | 0.00037957 | 0.00028639 | 0 | 0 | 0 | 0
| SPS1 | CH | Fuel consumption in coaches¦Motor Diesel¦Total¦New conventional hybrid diesel coaches (Maxi) | PJ/yr. | 0 | 0.0010972 | 0.0073358 | 0.0086647 | 0.000498 | 0.00041603 | 0.00061526 | 0 | 0 | 0 | 0 | 0
| SPS1 | CH | Fuel consumption in coaches¦Motor Diesel¦Total¦New conventional hybrid diesel coaches (Mega) | PJ/yr. | 0 | 0.00035051 | 0.00061932 | 0.0011545 | 0.00072908 | 0.00071986 | 0.0006237 | 0 | 0 | 0 | 0 | 0
| SPS1 | CH | Fuel consumption in coaches¦Motor Diesel¦Total¦Existing ICE diesel coaches | PJ/yr. | 0.0060251 | 0.0060158 | 0.0059743 | 0 | 0 | 0 | 0 | 0 | 0 | 0 | 0 | 0
| SPS1 | CH | Fuel consumption in coaches¦Motor Diesel¦Total¦New conventional ICE diesel coaches (Mini) | PJ/yr. | 0.11321 | 0.13772 | 0.018581 | 0.0014207 | 0.00035126 | 0.00032763 | 0.0003268 | 0.000252 | 0 | 0 | 0 | 0
| SPS1 | CH | Fuel consumption in coaches¦Motor Diesel¦Total¦New conventional ICE diesel coaches (Midi) | PJ/yr. | 0.51876 | 0.38768 | 0.030671 | 0.0049715 | 0.00056237 | 0.00052007 | 0.00056927 | 0.00042002 | 0 | 0 | 0 | 0
| SPS1 | CH | Fuel consumption in coaches¦Motor Diesel¦Total¦New conventional ICE diesel coaches (Maxi) | PJ/yr. | 0.15501 | 0.12389 | 0.076052 | 0.10621 | 0.028551 | 0.00096839 | 0.0010896 | 0 | 0 | 0 | 0 | 0
| SPS1 | CH | Fuel consumption in coaches¦Motor Diesel¦Total¦New conventional ICE diesel coaches (Mega) | PJ/yr. | 0.01991 | 0.0024345 | 0.0027514 | 0.0026955 | 0.0014863 | 0.0015106 | 0.00097361 | 0 | 0 | 0 | 0 | 0
| SPS1 | CH | Fuel consumption in coaches¦Motor Gas | PJ/yr. | 0.00013775 | 0.0054081 | 0.069026 | 0.068139 | 0.003053 | 0.0030678 | 0.0083832 | 0.006287 | 0 | 0 | 0 | 0
| SPS1 | CH | Fuel consumption in coaches¦Motor Gas¦Fossil gases | PJ/yr. | 0.00012711 | 0.0047454 | 0.068351 | 0.067585 | 0 | 0 | 0 | 0 | 0 | 0 | 0 | 0
| SPS1 | CH | Fuel consumption in coaches¦Motor Gas¦Synthetic gases | PJ/yr. | 1.0638e-05 | 0.00066273 | 0.00067543 | 0.00055404 | 0.023437 | 0.08442 | 2.021 | 8.9547 | 0 | 0 | 0 | 0
| SPS1 | CH | Fuel consumption in coaches¦Motor Gas¦Synthetic gases¦Biogases¦Biogas | PJ/yr. | 1.0638e-05 | 0.00066273 | 0.00067543 | 0.00055404 | 4.5042e-05 | 0.00046598 | 0.0029218 | 0.0056711 | 0 | 0 | 0 | 0
| SPS1 | CH | Fuel consumption in coaches¦Motor Gas¦Synthetic gases¦PtG¦PtG gas | PJ/yr. | 0 | 0 | 0 | 0 | 0.023392 | 0.083954 | 2.0181 | 8.949 | 0 | 0 | 0 | 0
| SPS1 | CH | Fuel consumption in coaches¦Motor Gas¦Total¦Existing ICE Gas coaches | PJ/yr. | 0.00013775 | 0.00014053 | 0.00014161 | 0 | 0 | 0 | 0 | 0 | 0 | 0 | 0 | 0
| SPS1 | CH | Fuel consumption in coaches¦Motor Gas¦Total¦New conventional ICE gas coaches (Mini) | PJ/yr. | 0 | 0.0024288 | 0.00076173 | 0.00051686 | 0.00037075 | 0.00035079 | 0.00038183 | 0.00031829 | 0 | 0 | 0 | 0
| SPS1 | CH | Fuel consumption in coaches¦Motor Gas¦Total¦New conventional ICE gas coaches (Midi) | PJ/yr. | 0 | 0.0009628 | 0.0021288 | 0.0011526 | 0.00056511 | 0.00056252 | 0.0059616 | 0.0059687 | 0 | 0 | 0 | 0
| SPS1 | CH | Fuel consumption in coaches¦Motor Gas¦Total¦New conventional ICE gas coaches (Maxi) | PJ/yr. | 0 | 0.0015186 | 0.064863 | 0.064845 | 0.00086932 | 0.00078744 | 0.00098965 | 0 | 0 | 0 | 0 | 0
| SPS1 | CH | Fuel consumption in coaches¦Motor Gas¦Total¦New conventional ICE gas coaches (Mega) | PJ/yr. | 0 | 0.00035733 | 0.0011307 | 0.0016245 | 0.0012478 | 0.001367 | 0.0010501 | 0 | 0 | 0 | 0 | 0
| SPS1 | CH | Coaches mileage | billion km/yr. | 0.13142 | 0.13259 | 0.13398 | 0.13605 | 0.13565 | 0.13578 | 0.13621 | 0.13606 | 0.14015 | 0.14424 | 0.14822 | 0.15205
| SPS1 | CH | Coaches mileage¦Electricity¦Existing electric coaches | billion km/yr. | 0 | 0 | 0 | 0 | 0 | 0 | 0 | 0 | 0 | 0 | 0 | 0
| SPS1 | CH | Coaches mileage¦Electricity¦New electric coaches (Mini) | billion km/yr. | 0.00022392 | 0.00079472 | 0.029707 | 0.064777 | 0.064814 | 0.064808 | 0.064996 | 0.065066 | 0.06716 | 0.069098 | 0.070984 | 0.072681
| SPS1 | CH | Coaches mileage¦Electricity¦New electric coaches (Midi) | billion km/yr. | 0.00054479 | 0.0012186 | 0.040737 | 0.057138 | 0.057577 | 0.057613 | 0.057136 | 0.05724 | 0.059707 | 0.061474 | 0.063174 | 0.064808
| SPS1 | CH | Coaches mileage¦Electricity¦New electric coaches (Maxi) | billion km/yr. | 0.00017613 | 0.00040876 | 0.00076181 | 0.0013381 | 0.010404 | 0.012303 | 0.01237 | 0.012405 | 0.012816 | 0.013174 | 0.013539 | 0.013889
| SPS1 | CH | Coaches mileage¦Electricity¦New electric coaches (Mega) | billion km/yr. | 0 | 4.5557e-05 | 0.00013332 | 0.00010124 | 0.00011321 | 0.00014711 | 0.00014461 | 0.00021827 | 0.00020071 | 0.00025622 | 0.00028442 | 0.00042687
| SPS1 | CH | Coaches mileage¦Hydrogen¦New fuel cell coaches (Mini) | billion km/yr. | 0 | 0 | 0 | 3.0283e-05 | 4.9068e-05 | 7.1034e-05 | 7.3953e-05 | 7.5214e-05 | 7.3692e-05 | 7.3902e-05 | 7.3069e-05 | 7.5013e-05
| SPS1 | CH | Coaches mileage¦Hydrogen¦New fuel cell coaches (Midi) | billion km/yr. | 0 | 0 | 0 | 3.134e-05 | 5.502e-05 | 7.6762e-05 | 7.6102e-05 | 7.6623e-05 | 7.7633e-05 | 7.6998e-05 | 7.7171e-05 | 7.8289e-05
| SPS1 | CH | Coaches mileage¦Hydrogen¦New fuel cell coaches (Maxi) | billion km/yr. | 0 | 0 | 0 | 2.8702e-05 | 5.3652e-05 | 4.9055e-05 | 6.9096e-05 | 4.7551e-05 | 6.9852e-05 | 4.8431e-05 | 4.7871e-05 | 4.9208e-05
| SPS1 | CH | Coaches mileage¦Hydrogen¦New fuel cell coaches (Mega) | billion km/yr. | 0 | 0 | 0 | 1.9584e-05 | 4.1133e-05 | 4.2978e-05 | 4.1483e-05 | 4.3224e-05 | 4.3491e-05 | 4.1499e-05 | 4.3575e-05 | 4.4113e-05
| SPS1 | CH | Coaches mileage¦Motor Diesel¦Total¦New conventional hybrid diesel coaches (Mini) | billion km/yr. | 0 | 0.021763 | 0.017238 | 6.7967e-05 | 5.0431e-05 | 5.0222e-05 | 5.2058e-05 | 4.0468e-05 | 0 | 0 | 0 | 0
| SPS1 | CH | Coaches mileage¦Motor Diesel¦Total¦New conventional hybrid diesel coaches (Midi) | billion km/yr. | 0 | 0.00015729 | 0.00026192 | 0.00012608 | 5.2783e-05 | 5.2525e-05 | 5.5729e-05 | 4.3097e-05 | 0 | 0 | 0 | 0
| SPS1 | CH | Coaches mileage¦Motor Diesel¦Total¦New conventional hybrid diesel coaches (Maxi) | billion km/yr. | 0 | 8.5839e-05 | 0.00059856 | 0.00071934 | 4.5324e-05 | 4.0011e-05 | 6.0677e-05 | 0 | 0 | 0 | 0 | 0
| SPS1 | CH | Coaches mileage¦Motor Diesel¦Total¦New conventional hybrid diesel coaches (Mega) | billion km/yr. | 0 | 1.849e-05 | 3.3451e-05 | 6.4376e-05 | 4.4942e-05 | 4.661e-05 | 4.2567e-05 | 0 | 0 | 0 | 0 | 0
| SPS1 | CH | Coaches mileage¦Motor Diesel¦Total¦Existing ICE diesel coaches | billion km/yr. | 0.059951 | 0.048005 | 0.030015 | 0 | 0 | 0 | 0 | 0 | 0 | 0 | 0 | 0
| SPS1 | CH | Coaches mileage¦Motor Diesel¦Total¦New conventional ICE diesel coaches (Mini) | billion km/yr. | 0.014029 | 0.017138 | 0.002346 | 0.00018371 | 5.1325e-05 | 5.0903e-05 | 5.3296e-05 | 4.2073e-05 | 0 | 0 | 0 | 0
| SPS1 | CH | Coaches mileage¦Motor Diesel¦Total¦New conventional ICE diesel coaches (Midi) | billion km/yr. | 0.045374 | 0.034051 | 0.0027124 | 0.00044959 | 5.7359e-05 | 5.6291e-05 | 6.4719e-05 | 4.8871e-05 | 0 | 0 | 0 | 0
| SPS1 | CH | Coaches mileage¦Motor Diesel¦Total¦New conventional ICE diesel coaches (Maxi) | billion km/yr. | 0.0089829 | 0.0072116 | 0.0044471 | 0.0067836 | 0.0019485 | 7.0748e-05 | 8.19e-05 | 0 | 0 | 0 | 0 | 0
| SPS1 | CH | Coaches mileage¦Motor Diesel¦Total¦New conventional ICE diesel coaches (Mega) | billion km/yr. | 0.00076945 | 9.5036e-05 | 0.00010873 | 0.00011037 | 7.0107e-05 | 7.3727e-05 | 5.0016e-05 | 0 | 0 | 0 | 0 | 0
| SPS1 | CH | Coaches mileage¦Motor Gas¦Total¦Existing ICE Gas coaches | billion km/yr. | 0.0013707 | 0.001121 | 0.00071042 | 0 | 0 | 0 | 0 | 0 | 0 | 0 | 0 | 0
| SPS1 | CH | Coaches mileage¦Motor Gas¦Total¦New conventional ICE gas coaches (Mini) | billion km/yr. | 0 | 0.00029204 | 9.3721e-05 | 6.6054e-05 | 5.0812e-05 | 5.1144e-05 | 5.8738e-05 | 5.0025e-05 | 0 | 0 | 0 | 0
| SPS1 | CH | Coaches mileage¦Motor Gas¦Total¦New conventional ICE gas coaches (Midi) | billion km/yr. | 0 | 8.1836e-05 | 0.00018513 | 0.00010319 | 5.4304e-05 | 5.7359e-05 | 0.00066471 | 0.00066719 | 0 | 0 | 0 | 0
| SPS1 | CH | Coaches mileage¦Motor Gas¦Total¦New conventional ICE gas coaches (Maxi) | billion km/yr. | 0 | 8.5683e-05 | 0.0038445 | 0.0038479 | 5.7139e-05 | 5.4422e-05 | 7.0128e-05 | 0 | 0 | 0 | 0 | 0
| SPS1 | CH | Coaches mileage¦Motor Gas¦Total¦New conventional ICE gas coaches (Mega) | billion km/yr. | 0 | 1.3468e-05 | 4.3617e-05 | 6.4853e-05 | 5.532e-05 | 6.321e-05 | 5.0987e-05 | 0 | 0 | 0 | 0 | 0
| SPS1 | CH | Coaches efficiency | km/MJ | bar: 2020 to 2070
| SPS1 | CH | Coaches efficiency¦Electricity¦Existing electric coaches | km/MJ | bar: 2020 to 2070
| SPS1 | CH | Coaches efficiency¦Electricity¦New electric coaches (Mini) | km/MJ | 0.37869 | 0.3872 | 0.41224 | 0.4343 | 0.46895 | 0.47245 | 0.49319 | 0.53016 | 0.53746 | 0.54236 | 0.54236 | 0.54236
| SPS1 | CH | Coaches efficiency¦Electricity¦New electric coaches (Midi) | km/MJ | 0.27518 | 0.27879 | 0.29905 | 0.30589 | 0.33634 | 0.34393 | 0.35817 | 0.3827 | 0.38937 | 0.39242 | 0.39242 | 0.39242
| SPS1 | CH | Coaches efficiency¦Electricity¦New electric coaches (Maxi) | km/MJ | 0.18297 | 0.1858 | 0.19119 | 0.2052 | 0.2269 | 0.22948 | 0.24523 | 0.2539 | 0.26087 | 0.26214 | 0.26214 | 0.26214
| SPS1 | CH | Coaches efficiency¦Electricity¦New electric coaches (Mega) | km/MJ | - | 0.12643 | 0.12957 | 0.13851 | 0.14995 | 0.15776 | 0.16567 | 0.17317 | 0.17548 | 0.17548 | 0.17548 | 0.17548
| SPS1 | CH | Coaches efficiency¦Hydrogen¦New fuel cell coaches (Mini) | km/MJ | - | - | - | 0.2344 | 0.2428 | 0.25173 | 0.26869 | 0.28626 | 0.2978 | 0.30344 | 0.30344 | 0.30344
| SPS1 | CH | Coaches efficiency¦Hydrogen¦New fuel cell coaches (Midi) | km/MJ | - | - | - | 0.1691 | 0.17488 | 0.18149 | 0.19354 | 0.20632 | 0.21483 | 0.21881 | 0.21881 | 0.21881
| SPS1 | CH | Coaches efficiency¦Hydrogen¦New fuel cell coaches (Maxi) | km/MJ | - | - | - | 0.11311 | 0.11675 | 0.12509 | 0.12959 | 0.14204 | 0.14392 | 0.14659 | 0.14659 | 0.14659
| SPS1 | CH | Coaches efficiency¦Hydrogen¦New fuel cell coaches (Mega) | km/MJ | - | - | - | 0.075897 | 0.07853 | 0.084034 | 0.089774 | 0.095349 | 0.098454 | 0.098454 | 0.098454 | 0.098454
| SPS1 | CH | Coaches efficiency¦Motor Diesel¦Total¦New conventional hybrid diesel coaches (Mini) | km/MJ | - | 0.16251 | 0.16285 | 0.17206 | 0.18383 | 0.19526 | 0.20515 | 0.21001 | - | - | - | -
| SPS1 | CH | Coaches efficiency¦Motor Diesel¦Total¦New conventional hybrid diesel coaches (Midi) | km/MJ | - | 0.11649 | 0.11873 | 0.12251 | 0.13153 | 0.13974 | 0.14682 | 0.15048 | - | - | - | -
| SPS1 | CH | Coaches efficiency¦Motor Diesel¦Total¦New conventional hybrid diesel coaches (Maxi) | km/MJ | - | 0.078236 | 0.081594 | 0.08302 | 0.091013 | 0.096173 | 0.09862 | - | - | - | - | -
| SPS1 | CH | Coaches efficiency¦Motor Diesel¦Total¦New conventional hybrid diesel coaches (Mega) | km/MJ | - | 0.052751 | 0.054014 | 0.055762 | 0.061642 | 0.064749 | 0.068249 | - | - | - | - | -
| SPS1 | CH | Coaches efficiency¦Motor Diesel¦Total¦Existing ICE diesel coaches | km/MJ | 9.9502 | 7.9797 | 5.0239 | - | - | - | - | - | - | - | - | -
| SPS1 | CH | Coaches efficiency¦Motor Diesel¦Total¦New conventional ICE diesel coaches (Mini) | km/MJ | 0.12392 | 0.12444 | 0.12626 | 0.12931 | 0.14612 | 0.15537 | 0.16308 | 0.16695 | - | - | - | -
| SPS1 | CH | Coaches efficiency¦Motor Diesel¦Total¦New conventional ICE diesel coaches (Midi) | km/MJ | 0.087466 | 0.087831 | 0.088437 | 0.090434 | 0.102 | 0.10824 | 0.11369 | 0.11635 | - | - | - | -
| SPS1 | CH | Coaches efficiency¦Motor Diesel¦Total¦New conventional ICE diesel coaches (Maxi) | km/MJ | 0.05795 | 0.058211 | 0.058474 | 0.063869 | 0.068246 | 0.073057 | 0.075167 | - | - | - | - | -
| SPS1 | CH | Coaches efficiency¦Motor Diesel¦Total¦New conventional ICE diesel coaches (Mega) | km/MJ | 0.038646 | 0.039038 | 0.03952 | 0.040945 | 0.047168 | 0.048805 | 0.051372 | - | - | - | - | -
| SPS1 | CH | Coaches efficiency¦Motor Gas¦Total¦Existing ICE Gas coaches | km/MJ | 9.9502 | 7.9768 | 5.0166 | - | - | - | - | - | - | - | - | -
| SPS1 | CH | Coaches efficiency¦Motor Gas¦Total¦New conventional ICE gas coaches (Mini) | km/MJ | - | 0.12024 | 0.12304 | 0.1278 | 0.13705 | 0.1458 | 0.15383 | 0.15717 | - | - | - | -
| SPS1 | CH | Coaches efficiency¦Motor Gas¦Total¦New conventional ICE gas coaches (Midi) | km/MJ | - | 0.084998 | 0.086966 | 0.089527 | 0.096094 | 0.10197 | 0.1115 | 0.11178 | - | - | - | -
| SPS1 | CH | Coaches efficiency¦Motor Gas¦Total¦New conventional ICE gas coaches (Maxi) | km/MJ | - | 0.056422 | 0.05927 | 0.05934 | 0.065728 | 0.069112 | 0.070862 | - | - | - | - | -
| SPS1 | CH | Coaches efficiency¦Motor Gas¦Total¦New conventional ICE gas coaches (Mega) | km/MJ | - | 0.037689 | 0.038575 | 0.039922 | 0.044333 | 0.046238 | 0.048556 | - | - | - | - | -
| SPS1 | CH | Fuel consumption in trolleybuses | PJ/yr. | 0.28164 | 0.30669 | 0.35079 | 0.44906 | 0.45787 | 0.47069 | 0.47857 | 0.48645 | 0.53042 | 0.56112 | 0.59169 | 0.62178
| SPS1 | CH | Fuel consumption in trolleybuses¦Electricity | PJ/yr. | 0.28164 | 0.30669 | 0.35079 | 0.44906 | 0.45787 | 0.47069 | 0.47857 | 0.48645 | 0.53042 | 0.56112 | 0.59169 | 0.62178
| SPS1 | CH | Fuel consumption in trolleybuses¦Electricity¦Existing trolleybuses | PJ/yr. | 0.28164 | 0.30669 | 0.35079 | 0.44906 | 0.45787 | 0.47069 | 0.47857 | 0.48645 | 0.53042 | 0.56112 | 0.59169 | 0.62178
| SPS1 | CH | Trolleybuses mileage | billion km/yr. | 0.027121 | 0.027782 | 0.028774 | 0.030427 | 0.031024 | 0.031893 | 0.032427 | 0.032961 | 0.03594 | 0.03802 | 0.040091 | 0.04213
| SPS1 | CH | Trolleybuses mileage¦Electricity¦Existing trolleybuses | billion km/yr. | 0.027121 | 0.027782 | 0.028774 | 0.030427 | 0.031024 | 0.031893 | 0.032427 | 0.032961 | 0.03594 | 0.03802 | 0.040091 | 0.04213
| SPS1 | CH | Trolleybuses efficiency | km/MJ | bar: 2020 to 2070
| SPS1 | CH | Trolleybuses efficiency¦Electricity¦Existing trolleybuses | km/MJ | 0.096296 | 0.090588 | 0.082027 | 0.067757 | 0.067757 | 0.067757 | 0.067757 | 0.067757 | 0.067757 | 0.067757 | 0.067757 | 0.067757
| SPS1 | CH | Fuel consumption in trams | PJ/yr. | 0.58773 | 0.61504 | 0.65847 | 0.73827 | 0.75646 | 0.77351 | 0.78633 | 0.79915 | 0.83907 | 0.86191 | 0.88464 | 0.90719
| SPS1 | CH | Fuel consumption in trams¦Electricity | PJ/yr. | 0.58773 | 0.61504 | 0.65847 | 0.73827 | 0.75646 | 0.77351 | 0.78633 | 0.79915 | 0.83907 | 0.86191 | 0.88464 | 0.90719
| SPS1 | CH | Fuel consumption in trams¦Electricity¦Existing trams | PJ/yr. | 0.58773 | 0.61504 | 0.65847 | 0.73827 | 0.75646 | 0.77351 | 0.78633 | 0.79915 | 0.83907 | 0.86191 | 0.88464 | 0.90719
| SPS1 | CH | Trams mileage | billion km/yr. | 0.033478 | 0.034239 | 0.03538 | 0.037281 | 0.0382 | 0.039061 | 0.039709 | 0.040356 | 0.042372 | 0.043525 | 0.044673 | 0.045812
| SPS1 | CH | Trams mileage¦Electricity¦Existing trams | billion km/yr. | 0.033478 | 0.034239 | 0.03538 | 0.037281 | 0.0382 | 0.039061 | 0.039709 | 0.040356 | 0.042372 | 0.043525 | 0.044673 | 0.045812
| SPS1 | CH | Trams efficiency | km/MJ | bar: 2020 to 2070
| SPS1 | CH | Trams efficiency¦Electricity¦Existing trams | km/MJ | 0.056962 | 0.055669 | 0.05373 | 0.050499 | 0.050499 | 0.050499 | 0.050499 | 0.050499 | 0.050499 | 0.050499 | 0.050499 | 0.050499
| SPS1 | CH | Fuel consumption in motorised two wheelers | PJ/yr. | 2.3883 | 0.67851 | 0.65266 | 0.70959 | 1.0506 | 0.8991 | 0.47735 | 0.18293 | 0.18964 | 0.19295 | 0.18926 | 0.20018
| SPS1 | CH | Fuel consumption in motorised two wheelers¦Electricity | PJ/yr. | 0.0048245 | 0.1069 | 0.10928 | 0.09663 | 0.0080697 | 0.030874 | 0.10584 | 0.16237 | 0.15648 | 0.15191 | 0.14991 | 0.14561
| SPS1 | CH | Fuel consumption in motorised two wheelers¦Electricity¦New electric two wheelers (4kW) | PJ/yr. | 0.0033752 | 0.10449 | 0.10576 | 0.092688 | 0.0035441 | 0.02574 | 0.10046 | 0.15592 | 0.149 | 0.14291 | 0.1403 | 0.13358
| SPS1 | CH | Fuel consumption in motorised two wheelers¦Electricity¦New electric two wheelers (11kW) | PJ/yr. | 0.00064494 | 0.001052 | 0.0014565 | 0.001535 | 0.0012616 | 0.0013205 | 0.0017159 | 0.0022097 | 0.0024715 | 0.0031885 | 0.0030687 | 0.0042581
| SPS1 | CH | Fuel consumption in motorised two wheelers¦Electricity¦New electric two wheelers (25kW) | PJ/yr. | 0.00044263 | 0.00075199 | 0.0011632 | 0.0013406 | 0.0018585 | 0.0020145 | 0.0017807 | 0.0022739 | 0.0026887 | 0.0031111 | 0.0035586 | 0.0042008
| SPS1 | CH | Fuel consumption in motorised two wheelers¦Electricity¦New electric two wheelers (50kW) | PJ/yr. | 0.00036165 | 0.00060897 | 0.00089923 | 0.0010668 | 0.0014055 | 0.0017995 | 0.001884 | 0.0019623 | 0.0023271 | 0.0027041 | 0.0029773 | 0.0035767
| SPS1 | CH | Fuel consumption in motorised two wheelers¦Hydrogen | PJ/yr. | 0 | 0 | 0 | 0.00051604 | 0.0014778 | 0.0024795 | 0.0035769 | 0.0051528 | 0.0070247 | 0.0089724 | 0.0095112 | 0.013009
| SPS1 | CH | Fuel consumption in motorised two wheelers¦Hydrogen¦New fuel cell two wheelers (4kW) | PJ/yr. | 0 | 0 | 0 | 0.00015588 | 0.00050009 | 0.00087295 | 0.0012945 | 0.0019258 | 0.0029557 | 0.0038123 | 0.0037785 | 0.0055075
| SPS1 | CH | Fuel consumption in motorised two wheelers¦Hydrogen¦New fuel cell two wheelers (11kW) | PJ/yr. | 0 | 0 | 0 | 0.00014276 | 0.00038576 | 0.00062226 | 0.00084801 | 0.001154 | 0.0014272 | 0.0019207 | 0.0019196 | 0.0027379
| SPS1 | CH | Fuel consumption in motorised two wheelers¦Hydrogen¦New fuel cell two wheelers (25kW) | PJ/yr. | 0 | 0 | 0 | 0.00012841 | 0.00036642 | 0.00059747 | 0.00084305 | 0.0011687 | 0.0014923 | 0.0018166 | 0.0021586 | 0.0026582
| SPS1 | CH | Fuel consumption in motorised two wheelers¦Hydrogen¦New fuel cell two wheelers (50kW) | PJ/yr. | 0 | 0 | 0 | 8.9e-05 | 0.00022551 | 0.00038679 | 0.00059125 | 0.00090432 | 0.0011496 | 0.0014228 | 0.0016545 | 0.0021052
| SPS1 | CH | Fuel consumption in motorised two wheelers¦Motor Gasoline | PJ/yr. | 2.3835 | 0.57161 | 0.54338 | 0.61244 | 1.041 | 0.86574 | 0.36793 | 0.015407 | 0.026136 | 0.03207 | 0.02984 | 0.04156
| SPS1 | CH | Fuel consumption in motorised two wheelers¦Motor Gasoline¦Fossil liquids | PJ/yr. | 2.253 | 0.54032 | 0.51364 | 0.5789 | 0.96967 | 0.61188 | 0.27476 | 0 | 0 | 0 | 0 | 0
| SPS1 | CH | Fuel consumption in motorised two wheelers¦Motor Gasoline¦Synthetic liquids | PJ/yr. | 0.13048 | 0.031292 | 0.029745 | 0.033539 | 0.071359 | 0.25387 | 0.093161 | 0.015491 | 0.026198 | 0.032173 | 0.029927 | 0.041678
| SPS1 | CH | Fuel consumption in motorised two wheelers¦Motor Gasoline¦Synthetic liquids¦Bioliquids¦Ethanol | PJ/yr. | 0.13048 | 0.031292 | 0.029745 | 0.033539 | 0.071359 | 0.048061 | 0.021274 | 0.0097557 | 0.022157 | 0.025147 | 0.024072 | 0.034139
| SPS1 | CH | Fuel consumption in motorised two wheelers¦Motor Gasoline¦Synthetic liquids¦PtL¦PtL Gasoline | PJ/yr. | 0 | 0 | 0 | 0 | 0 | 0.2058 | 0.071887 | 0.0057353 | 0.0040408 | 0.0070253 | 0.0058548 | 0.0075391
| SPS1 | CH | Fuel consumption in motorised two wheelers¦Motor Gasoline¦Total¦Existing gasoline two wheelers | PJ/yr. | 1.9405 | 0.038645 | 0.0070484 | 0.0069881 | 0 | 0 | 0 | 0 | 0 | 0 | 0 | 0
| SPS1 | CH | Fuel consumption in motorised two wheelers¦Motor Gasoline¦Total¦New gasoline two wheelers (4kW) | PJ/yr. | 0.043282 | 0.26295 | 0.26773 | 0.34574 | 0.86944 | 0.76549 | 0.3466 | 0.0085523 | 0.017611 | 0.021848 | 0.018414 | 0.026329
| SPS1 | CH | Fuel consumption in motorised two wheelers¦Motor Gasoline¦Total¦New gasoline two wheelers (11kW) | PJ/yr. | 0.10877 | 0.11804 | 0.11772 | 0.10473 | 0.013134 | 0.0026071 | 0.0025166 | 0.0022734 | 0.0029082 | 0.0038437 | 0.0040667 | 0.0058038
| SPS1 | CH | Fuel consumption in motorised two wheelers¦Motor Gasoline¦Total¦New gasoline two wheelers (25kW) | PJ/yr. | 0.17658 | 0.10067 | 0.099979 | 0.10228 | 0.10364 | 0.045115 | 0.0024713 | 0.0025265 | 0.0031714 | 0.0035836 | 0.0042379 | 0.0054578
| SPS1 | CH | Fuel consumption in motorised two wheelers¦Motor Gasoline¦Total¦New gasoline two wheelers (50kW) | PJ/yr. | 0.11434 | 0.051301 | 0.050901 | 0.05271 | 0.054814 | 0.052534 | 0.016333 | 0.0020545 | 0.0024449 | 0.0027944 | 0.0031207 | 0.0039691
| SPS1 | CH | Motorised two wheelers mileage | Billion km/yr. | 1.9497 | 1.9523 | 1.9558 | 1.9615 | 1.9646 | 1.9689 | 1.9446 | 1.9203 | 1.8788 | 1.8368 | 1.8026 | 1.7696
| SPS1 | CH | Motorised two wheelers mileage¦Electricity¦New electric two wheelers (4kW) | Billion km/yr. | 0.037461 | 1.1654 | 1.1799 | 1.0342 | 0.040361 | 0.29957 | 1.1805 | 1.8468 | 1.771 | 1.7026 | 1.6716 | 1.5914
| SPS1 | CH | Motorised two wheelers mileage¦Electricity¦New electric two wheelers (11kW) | Billion km/yr. | 0.0040531 | 0.0066242 | 0.0091995 | 0.0097223 | 0.008131 | 0.0086514 | 0.011336 | 0.014774 | 0.016638 | 0.021512 | 0.020703 | 0.028728
| SPS1 | CH | Motorised two wheelers mileage¦Electricity¦New electric two wheelers (25kW) | Billion km/yr. | 0.0018104 | 0.0030836 | 0.0047899 | 0.0055427 | 0.0077545 | 0.0085135 | 0.0076817 | 0.0099271 | 0.01183 | 0.013779 | 0.015797 | 0.018647
| SPS1 | CH | Motorised two wheelers mileage¦Electricity¦New electric two wheelers (50kW) | Billion km/yr. | 0.0013616 | 0.0022994 | 0.0034096 | 0.004066 | 0.0054038 | 0.0069817 | 0.007431 | 0.0079208 | 0.009471 | 0.011083 | 0.012255 | 0.014749
| SPS1 | CH | Motorised two wheelers mileage¦Hydrogen¦New fuel cell two wheelers (4kW) | Billion km/yr. | 0 | 0 | 0 | 0.00072316 | 0.0023457 | 0.0041488 | 0.0062345 | 0.0094353 | 0.014571 | 0.018824 | 0.018657 | 0.027194
| SPS1 | CH | Motorised two wheelers mileage¦Hydrogen¦New fuel cell two wheelers (11kW) | Billion km/yr. | 0 | 0 | 0 | 0.00038557 | 0.0010517 | 0.0017139 | 0.0023657 | 0.0032662 | 0.0040748 | 0.0054987 | 0.0054957 | 0.0078383
| SPS1 | CH | Motorised two wheelers mileage¦Hydrogen¦New fuel cell two wheelers (25kW) | Billion km/yr. | 0 | 0 | 0 | 0.00022608 | 0.00065196 | 0.0010721 | 0.0015291 | 0.0021501 | 0.0027716 | 0.0033982 | 0.0040478 | 0.0049847
| SPS1 | CH | Motorised two wheelers mileage¦Hydrogen¦New fuel cell two wheelers (50kW) | Billion km/yr. | 0 | 0 | 0 | 0.00013902 | 0.00035622 | 0.00061753 | 0.0009549 | 0.0014803 | 0.0019018 | 0.0023721 | 0.0027711 | 0.0035326
| SPS1 | CH | Motorised two wheelers mileage¦Motor Gasoline¦Existing gasoline two wheelers | Billion km/yr. | 1.4964 | 0.030423 | 0.0057187 | 0.0059506 | 0 | 0 | 0 | 0 | 0 | 0 | 0 | 0
| SPS1 | CH | Motorised two wheelers mileage¦Motor Gasoline¦New gasoline two wheelers (4kW) | Billion km/yr. | 0.082577 | 0.50575 | 0.51515 | 0.67441 | 1.7709 | 1.5659 | 0.71049 | 0.018178 | 0.038485 | 0.04781 | 0.040296 | 0.057615
| SPS1 | CH | Motorised two wheelers mileage¦Motor Gasoline¦New gasoline two wheelers (11kW) | Billion km/yr. | 0.11995 | 0.13036 | 0.13001 | 0.11574 | 0.014694 | 0.0030758 | 0.0030276 | 0.0028012 | 0.0036414 | 0.0048337 | 0.0051142 | 0.0072987
| SPS1 | CH | Motorised two wheelers mileage¦Motor Gasoline¦New gasoline two wheelers (25kW) | Billion km/yr. | 0.1288 | 0.073584 | 0.073083 | 0.074785 | 0.075819 | 0.033107 | 0.0019464 | 0.0020355 | 0.0025949 | 0.0029683 | 0.0035231 | 0.0045374
| SPS1 | CH | Motorised two wheelers mileage¦Motor Gasoline¦New gasoline two wheelers (50kW) | Billion km/yr. | 0.077272 | 0.034719 | 0.034453 | 0.035687 | 0.03713 | 0.035614 | 0.01116 | 0.0015265 | 0.0018475 | 0.0021372 | 0.0024036 | 0.0030651
| SPS1 | CH | Motorised two wheelers efficiency | km/MJ | bar: 2020 to 2070
| SPS1 | CH | Motorised two wheelers efficiency¦Electricity¦New electric two wheelers (4kW) | km/MJ | 11.0989 | 11.1538 | 11.1563 | 11.1576 | 11.3883 | 11.6387 | 11.7502 | 11.8443 | 11.886 | 11.9139 | 11.9139 | 11.9139
| SPS1 | CH | Motorised two wheelers efficiency¦Electricity¦New electric two wheelers (11kW) | km/MJ | 6.2845 | 6.2969 | 6.316 | 6.3337 | 6.445 | 6.5516 | 6.6066 | 6.6857 | 6.7319 | 6.7466 | 6.7466 | 6.7466
| SPS1 | CH | Motorised two wheelers efficiency¦Electricity¦New electric two wheelers (25kW) | km/MJ | 4.0901 | 4.1007 | 4.118 | 4.1345 | 4.1724 | 4.2261 | 4.3139 | 4.3657 | 4.4 | 4.4289 | 4.439 | 4.439
| SPS1 | CH | Motorised two wheelers efficiency¦Electricity¦New electric two wheelers (50kW) | km/MJ | 3.7651 | 3.7759 | 3.7917 | 3.8114 | 3.8447 | 3.8797 | 3.9443 | 4.0365 | 4.0698 | 4.0984 | 4.1163 | 4.1238
| SPS1 | CH | Motorised two wheelers efficiency¦Hydrogen¦New fuel cell two wheelers (4kW) | km/MJ | - | - | - | 4.6391 | 4.6905 | 4.7526 | 4.816 | 4.8994 | 4.9299 | 4.9376 | 4.9376 | 4.9376
| SPS1 | CH | Motorised two wheelers efficiency¦Hydrogen¦New fuel cell two wheelers (11kW) | km/MJ | - | - | - | 2.7009 | 2.7264 | 2.7543 | 2.7896 | 2.8303 | 2.8552 | 2.8629 | 2.8629 | 2.8629
| SPS1 | CH | Motorised two wheelers efficiency¦Hydrogen¦New fuel cell two wheelers (25kW) | km/MJ | - | - | - | 1.7606 | 1.7793 | 1.7944 | 1.8138 | 1.8397 | 1.8572 | 1.8706 | 1.8752 | 1.8752
| SPS1 | CH | Motorised two wheelers efficiency¦Hydrogen¦New fuel cell two wheelers (50kW) | km/MJ | - | - | - | 1.562 | 1.5796 | 1.5966 | 1.615 | 1.6369 | 1.6544 | 1.6672 | 1.6749 | 1.678
| SPS1 | CH | Motorised two wheelers efficiency¦Motor Gasoline¦Total¦Existing gasoline two wheelers | km/MJ | 0.77117 | 0.78724 | 0.81135 | 0.85153 | - | - | - | - | - | - | - | -
| SPS1 | CH | Motorised two wheelers efficiency¦Motor Gasoline¦Total¦New gasoline two wheelers (4kW) | km/MJ | 1.9079 | 1.9234 | 1.9241 | 1.9506 | 2.0368 | 2.0456 | 2.0499 | 2.1255 | 2.1853 | 2.1883 | 2.1883 | 2.1883
| SPS1 | CH | Motorised two wheelers efficiency¦Motor Gasoline¦Total¦New gasoline two wheelers (11kW) | km/MJ | 1.1028 | 1.1043 | 1.1044 | 1.1052 | 1.1188 | 1.1798 | 1.2031 | 1.2322 | 1.2521 | 1.2576 | 1.2576 | 1.2576
| SPS1 | CH | Motorised two wheelers efficiency¦Motor Gasoline¦Total¦New gasoline two wheelers (25kW) | km/MJ | 0.72943 | 0.73091 | 0.73098 | 0.73118 | 0.73153 | 0.73382 | 0.78761 | 0.80565 | 0.81823 | 0.8283 | 0.83135 | 0.83135
| SPS1 | CH | Motorised two wheelers efficiency¦Motor Gasoline¦Total¦New gasoline two wheelers (50kW) | km/MJ | 0.6758 | 0.67678 | 0.67686 | 0.67705 | 0.67737 | 0.67791 | 0.68324 | 0.74298 | 0.75567 | 0.7648 | 0.77021 | 0.77223
| SPS1 | CH | Fuel consumption in light duty vehicles | PJ/yr. | 16.7205 | 15.5436 | 10.4656 | 10.0789 | 7.6836 | 7.3597 | 7.6659 | 7.9728 | 8.3461 | 8.8705 | 9.4527 | 10.0926
| SPS1 | CH | Fuel consumption in light duty vehicles¦Electricity | PJ/yr. | 0.074713 | 0.24419 | 3.8653 | 3.9264 | 6.3456 | 7.3582 | 7.6658 | 7.9726 | 8.346 | 8.8704 | 9.4525 | 10.0925
| SPS1 | CH | Fuel consumption in light duty vehicles¦Electricity¦Existing electric light duty vehicles | PJ/yr. | 0.04007 | 0.03425 | 0.026417 | 0.012837 | 0 | 0 | 0 | 0 | 0 | 0 | 0 | 0
| SPS1 | CH | Fuel consumption in light duty vehicles¦Electricity¦New electric light duty vehicles | PJ/yr. | 0.034643 | 0.20994 | 3.8388 | 3.9136 | 6.3456 | 7.3582 | 7.6658 | 7.9726 | 8.346 | 8.8704 | 9.4525 | 10.0925
| SPS1 | CH | Fuel consumption in light duty vehicles¦Hydrogen | PJ/yr. | 0 | 0.00023791 | 0.00033878 | 0.00017139 | 0.00015794 | 0.00014611 | 0.00014127 | 0.00013623 | 0.00013471 | 0.00013381 | 0.000136 | 0.00014548
| SPS1 | CH | Fuel consumption in light duty vehicles¦Hydrogen¦New fuel cell electric light duty vehicles | PJ/yr. | 0 | 0.00023791 | 0.00033878 | 0.00017139 | 0.00015794 | 0.00014611 | 0.00014127 | 0.00013623 | 0.00013471 | 0.00013381 | 0.000136 | 0.00014548
| SPS1 | CH | Fuel consumption in light duty vehicles¦Motor Gasoline | PJ/yr. | 1.0961 | 2.3446 | 0.77284 | 1.0596 | 0.86593 | 0.00045979 | 0 | 0 | 0 | 0 | 0 | 0
| SPS1 | CH | Fuel consumption in light duty vehicles¦Motor Gasoline¦Fossil liquids | PJ/yr. | 1.0361 | 2.2162 | 0.73053 | 1.0015 | 0.80657 | 0.00032496 | 0 | 0 | 0 | 0 | 0 | 0
| SPS1 | CH | Fuel consumption in light duty vehicles¦Motor Gasoline¦Synthetic liquids | PJ/yr. | 0.060002 | 0.12835 | 0.042305 | 0.058024 | 0.059356 | 0.00013483 | 0 | 0 | 0 | 0 | 0 | 0
| SPS1 | CH | Fuel consumption in light duty vehicles¦Motor Gasoline¦Synthetic liquids¦Bioliquids¦Ethanol | PJ/yr. | 0.060002 | 0.12835 | 0.042305 | 0.058024 | 0.059356 | 2.5525e-05 | 0 | 0 | 0 | 0 | 0 | 0
| SPS1 | CH | Fuel consumption in light duty vehicles¦Motor Gasoline¦Synthetic liquids¦PtL¦PtL Gasoline | PJ/yr. | 0 | 0 | 0 | 0 | 0 | 0.0001093 | 0 | 0 | 0 | 0 | 0 | 0
| SPS1 | CH | Fuel consumption in light duty vehicles¦Motor Gasoline¦Total¦Existing gasoline light duty vehicles | PJ/yr. | 0.7253 | 1.7675 | 0.54168 | 0.27304 | 0 | 0 | 0 | 0 | 0 | 0 | 0 | 0
| SPS1 | CH | Fuel consumption in light duty vehicles¦Motor Gasoline¦Total¦New gasoline light duty vehicles | PJ/yr. | 0.37077 | 0.57711 | 0.23115 | 0.78654 | 0.86593 | 0.00045979 | 0 | 0 | 0 | 0 | 0 | 0
| SPS1 | CH | Fuel consumption in light duty vehicles¦Motor Diesel | PJ/yr. | 15.525 | 12.9293 | 5.7926 | 5.0923 | 0.47177 | 0.00085599 | 0 | 0 | 0 | 0 | 0 | 0
| SPS1 | CH | Fuel consumption in light duty vehicles¦Motor Diesel¦Fossil liquids | PJ/yr. | 15.1418 | 12.5923 | 5.5327 | 4.816 | 0.43258 | 0.00071388 | 0 | 0 | 0 | 0 | 0 | 0
| SPS1 | CH | Fuel consumption in light duty vehicles¦Motor Diesel¦Synthetic liquids | PJ/yr. | 0.38315 | 0.33698 | 0.25998 | 0.27628 | 0.039194 | 0.00014211 | 0 | 0 | 0 | 0 | 0 | 0
| SPS1 | CH | Fuel consumption in light duty vehicles¦Motor Diesel¦Synthetic liquids¦Bioliquids¦Biodiesel | PJ/yr. | 0.38315 | 0.33698 | 0.25998 | 0.27628 | 0.03899 | 0.00010858 | 0 | 0 | 0 | 0 | 0 | 0
| SPS1 | CH | Fuel consumption in light duty vehicles¦Motor Diesel¦Synthetic liquids¦PtL¦PtL Diesel | PJ/yr. | 0 | 0 | 0 | 0 | 0.00020396 | 3.3526e-05 | 0 | 0 | 0 | 0 | 0 | 0
| SPS1 | CH | Fuel consumption in light duty vehicles¦Motor Diesel¦Total¦Existing ICE diesel light duty vehicles | PJ/yr. | 11.1037 | 7.4532 | 2.7255 | 2.7398 | 0 | 0 | 0 | 0 | 0 | 0 | 0 | 0
| SPS1 | CH | Fuel consumption in light duty vehicles¦Motor Diesel¦Total¦New ICE diesel light duty vehicles | PJ/yr. | 4.4213 | 5.2476 | 2.9042 | 1.8691 | 0.0090065 | 0.0004531 | 0 | 0 | 0 | 0 | 0 | 0
| SPS1 | CH | Fuel consumption in light duty vehicles¦Motor Diesel¦Total¦New hybrid diesel light duty vehicles | PJ/yr. | 0 | 0.22844 | 0.163 | 0.48338 | 0.46277 | 0.00040289 | 0 | 0 | 0 | 0 | 0 | 0
| SPS1 | CH | Fuel consumption in light duty vehicles¦Motor Gas | PJ/yr. | 0.024713 | 0.025284 | 0.034567 | 0.0004236 | 0.00010234 | 0 | 0 | 0 | 0 | 0 | 0 | 0
| SPS1 | CH | Fuel consumption in light duty vehicles¦Motor Gas¦Fossil gases | PJ/yr. | 0.022805 | 0.022185 | 0.034228 | 0.00042015 | 0 | 0 | 0 | 0 | 0 | 0 | 0 | 0
| SPS1 | CH | Fuel consumption in light duty vehicles¦Motor Gas¦Synthetic gases | PJ/yr. | 0.0019084 | 0.0030984 | 0.00033824 | 3.4443e-06 | 0.0007856 | 0 | 0 | 0 | 0 | 0 | 0 | 0
| SPS1 | CH | Fuel consumption in light duty vehicles¦Motor Gas¦Synthetic gases¦Biogases¦Biogas | PJ/yr. | 0.0019084 | 0.0030984 | 0.00033824 | 3.4443e-06 | 1.5098e-06 | 0 | 0 | 0 | 0 | 0 | 0 | 0
| SPS1 | CH | Fuel consumption in light duty vehicles¦Motor Gas¦Synthetic gases¦PtG¦PtG gas | PJ/yr. | 0 | 0 | 0 | 0 | 0.00078409 | 0 | 0 | 0 | 0 | 0 | 0 | 0
| SPS1 | CH | Fuel consumption in light duty vehicles¦Motor Gas¦Total¦New ICE Gas light duty vehicles | PJ/yr. | 0.024713 | 0.025284 | 0.034567 | 0.0004236 | 0.00010234 | 0 | 0 | 0 | 0 | 0 | 0 | 0
| SPS1 | CH | Mileage in light duty vehicles | Billion km/yr. | 4.7795 | 4.7705 | 4.7159 | 4.6625 | 4.8442 | 5.0142 | 5.2232 | 5.4323 | 5.6867 | 6.044 | 6.4406 | 6.8767
| SPS1 | CH | Mileage in light duty vehicles¦Electricity¦Existing electric light duty vehicles | Billion km/yr. | 0.027617 | 0.023826 | 0.018632 | 0.0090539 | 0 | 0 | 0 | 0 | 0 | 0 | 0 | 0
| SPS1 | CH | Mileage in light duty vehicles¦Electricity¦New electric light duty vehicles | Billion km/yr. | 0.023605 | 0.14304 | 2.6156 | 2.6666 | 4.3236 | 5.0136 | 5.2231 | 5.4322 | 5.6866 | 6.0439 | 6.4406 | 6.8766
| SPS1 | CH | Mileage in light duty vehicles¦Hydrogen¦New fuel cell electric light duty vehicles | Billion km/yr. | 0 | 0.00011065 | 0.00015988 | 8.4443e-05 | 8.289e-05 | 8.1177e-05 | 8.1117e-05 | 8.0649e-05 | 8.0932e-05 | 8.0932e-05 | 8.2253e-05 | 8.7989e-05
| SPS1 | CH | Mileage in light duty vehicles¦Motor Gasoline¦Total¦Existing gasoline light duty vehicles | Billion km/yr. | 0.20133 | 0.49519 | 0.15387 | 0.077556 | 0 | 0 | 0 | 0 | 0 | 0 | 0 | 0
| SPS1 | CH | Mileage in light duty vehicles¦Motor Gasoline¦Total¦New gasoline light duty vehicles | Billion km/yr. | 0.13023 | 0.2027 | 0.081188 | 0.27625 | 0.30414 | 0.00016149 | 0 | 0 | 0 | 0 | 0 | 0
| SPS1 | CH | Mileage in light duty vehicles¦Motor Diesel¦Total¦Existing ICE diesel light duty vehicles | Billion km/yr. | 2.8763 | 1.997 | 0.76664 | 0.77068 | 0 | 0 | 0 | 0 | 0 | 0 | 0 | 0
| SPS1 | CH | Mileage in light duty vehicles¦Motor Diesel¦Total¦New ICE diesel light duty vehicles | Billion km/yr. | 1.5126 | 1.7953 | 0.99356 | 0.63945 | 0.0030813 | 0.00015501 | 0 | 0 | 0 | 0 | 0 | 0
| SPS1 | CH | Mileage in light duty vehicles¦Motor Diesel¦Total¦New hybrid diesel light duty vehicles | Billion km/yr. | 0 | 0.10526 | 0.075107 | 0.22272 | 0.21323 | 0.00018564 | 0 | 0 | 0 | 0 | 0 | 0
| SPS1 | CH | Mileage in light duty vehicles¦Motor Gas¦Total¦New ICE Gas light duty vehicles | Billion km/yr. | 0.0079225 | 0.0081054 | 0.011081 | 0.0001358 | 3.2807e-05 | 0 | 0 | 0 | 0 | 0 | 0 | 0
| SPS1 | CH | Efficiency in light duty vehicles | km/PJ | bar: 2020 to 2070
| SPS1 | CH | Efficiency in light duty vehicles¦Electricity¦Existing electric light duty vehicles | km/PJ | 0.68922 | 0.69565 | 0.70528 | 0.70528 | - | - | - | - | - | - | - | -
| SPS1 | CH | Efficiency in light duty vehicles¦Electricity¦New electric light duty vehicles | km/PJ | 0.68136 | 0.68136 | 0.68136 | 0.68136 | 0.68136 | 0.68136 | 0.68136 | 0.68136 | 0.68136 | 0.68136 | 0.68136 | 0.68136
| SPS1 | CH | Efficiency in light duty vehicles¦Hydrogen¦New fuel cell electric light duty vehicles | km/PJ | - | 0.4651 | 0.47193 | 0.4927 | 0.52483 | 0.55558 | 0.57422 | 0.59201 | 0.6008 | 0.6048 | 0.6048 | 0.6048
| SPS1 | CH | Efficiency in light duty vehicles¦Motor Gasoline¦Total¦Existing gasoline light duty vehicles | km/PJ | 0.27758 | 0.28017 | 0.28405 | 0.28405 | - | - | - | - | - | - | - | -
| SPS1 | CH | Efficiency in light duty vehicles¦Motor Gasoline¦Total¦New gasoline light duty vehicles | km/PJ | 0.35123 | 0.35123 | 0.35123 | 0.35123 | 0.35123 | 0.35123 | - | - | - | - | - | -
| SPS1 | CH | Efficiency in light duty vehicles¦Motor Diesel¦Total¦Existing ICE diesel light duty vehicles | km/PJ | 0.25904 | 0.26794 | 0.28129 | 0.28129 | - | - | - | - | - | - | - | -
| SPS1 | CH | Efficiency in light duty vehicles¦Motor Diesel¦Total¦New ICE diesel light duty vehicles | km/PJ | 0.34211 | 0.34211 | 0.34211 | 0.34211 | 0.34211 | 0.34211 | - | - | - | - | - | -
| SPS1 | CH | Efficiency in light duty vehicles¦Motor Diesel¦Total¦New hybrid diesel light duty vehicles | km/PJ | - | 0.46077 | 0.46077 | 0.46077 | 0.46077 | 0.46077 | - | - | - | - | - | -
| SPS1 | CH | Efficiency in light duty vehicles¦Motor Gas¦Total¦New ICE Gas light duty vehicles | km/PJ | 0.32058 | 0.32058 | 0.32058 | 0.32058 | 0.32058 | - | - | - | - | - | - | -
| SPS1 | CH | Fuel consumption in heavy duty vehicles | PJ/yr. | 24.4839 | 23.0644 | 9.0501 | 10.8882 | 13.4354 | 13.3984 | 8.4785 | 8.178 | 8.2883 | 8.5771 | 8.8826 | 9.2304
| SPS1 | CH | Fuel consumption in heavy duty vehicles¦Electricity | PJ/yr. | 0.0096105 | 0.058762 | 7.5953 | 5.5202 | 1.5954 | 2.2666 | 7.5309 | 8.1721 | 8.287 | 8.5758 | 8.8812 | 9.2288
| SPS1 | CH | Fuel consumption in heavy duty vehicles¦Electricity¦Existing electric heavy duty vehicles | PJ/yr. | 0 | 0 | 0 | 0 | 0 | 0 | 0 | 0 | 0 | 0 | 0 | 0
| SPS1 | CH | Fuel consumption in heavy duty vehicles¦Electricity¦New electric heavy duty vehicles | PJ/yr. | 0.0096105 | 0.058762 | 7.5953 | 5.5202 | 1.5954 | 2.2666 | 7.5309 | 8.1721 | 8.287 | 8.5758 | 8.8812 | 9.2288
| SPS1 | CH | Fuel consumption in heavy duty vehicles¦Hydrogen | PJ/yr. | 0.0041234 | 0.013905 | 0.014314 | 0.0019313 | 0.0016084 | 0.0015304 | 0.0013933 | 0.0013242 | 0.0013334 | 0.0013209 | 0.0013412 | 0.0015845
| SPS1 | CH | Fuel consumption in heavy duty vehicles¦Hydrogen¦New fuel cell electric heavy duty vehicles | PJ/yr. | 0.0041234 | 0.013905 | 0.014314 | 0.0019313 | 0.0016084 | 0.0015304 | 0.0013933 | 0.0013242 | 0.0013334 | 0.0013209 | 0.0013412 | 0.0015845
| SPS1 | CH | Fuel consumption in heavy duty vehicles¦Motor Gasoline | PJ/yr. | 0 | 0 | 0 | 0 | 0 | 0 | 0 | 0 | 0 | 0 | 0 | 0
| SPS1 | CH | Fuel consumption in heavy duty vehicles¦Motor Gasoline¦Fossil liquids | PJ/yr. | 0 | 0 | 0 | 0 | 0 | 0 | 0 | 0 | 0 | 0 | 0 | 0
| SPS1 | CH | Fuel consumption in heavy duty vehicles¦Motor Gasoline¦Synthetic liquids | PJ/yr. | 0 | 0 | 0 | 0 | 0 | 0 | 0 | 0 | 0 | 0 | 0 | 0
| SPS1 | CH | Fuel consumption in heavy duty vehicles¦Motor Gasoline¦Synthetic liquids¦Bioliquids¦Ethanol | PJ/yr. | 0 | 0 | 0 | 0 | 0 | 0 | 0 | 0 | 0 | 0 | 0 | 0
| SPS1 | CH | Fuel consumption in heavy duty vehicles¦Motor Gasoline¦Synthetic liquids¦PtL¦PtL Gasoline | PJ/yr. | 0 | 0 | 0 | 0 | 0 | 0 | 0 | 0 | 0 | 0 | 0 | 0
| SPS1 | CH | Fuel consumption in heavy duty vehicles¦Motor Gasoline¦Total¦Existing gasoline heavy duty vehicles | PJ/yr. | 0 | 0 | 0 | 0 | 0 | 0 | 0 | 0 | 0 | 0 | 0 | 0
| SPS1 | CH | Fuel consumption in heavy duty vehicles¦Motor Gasoline¦Total¦New gasoline heavy duty vehicles | PJ/yr. | 0 | 0 | 0 | 0 | 0 | 0 | 0 | 0 | 0 | 0 | 0 | 0
| SPS1 | CH | Fuel consumption in heavy duty vehicles¦Motor Diesel | PJ/yr. | 24.4091 | 22.9459 | 1.3777 | 5.3079 | 11.7843 | 11.0774 | 0.93299 | 0.0017178 | 0 | 0 | 0 | 0
| SPS1 | CH | Fuel consumption in heavy duty vehicles¦Motor Diesel¦Fossil liquids | PJ/yr. | 23.8067 | 22.3479 | 1.3159 | 5.0199 | 10.8053 | 9.2384 | 0.54952 | 0 | 0 | 0 | 0 | 0
| SPS1 | CH | Fuel consumption in heavy duty vehicles¦Motor Diesel¦Synthetic liquids | PJ/yr. | 0.6024 | 0.59804 | 0.061833 | 0.28798 | 0.97901 | 1.839 | 0.38347 | 0.001719 | 0 | 0 | 0 | 0
| SPS1 | CH | Fuel consumption in heavy duty vehicles¦Motor Diesel¦Synthetic liquids¦Bioliquids¦Biodiesel | PJ/yr. | 0.6024 | 0.59804 | 0.061833 | 0.28798 | 0.97391 | 1.4051 | 0.30495 | 0.0016367 | 0 | 0 | 0 | 0
| SPS1 | CH | Fuel consumption in heavy duty vehicles¦Motor Diesel¦Synthetic liquids¦PtL¦PtL Diesel | PJ/yr. | 0 | 0 | 0 | 0 | 0.0050947 | 0.43387 | 0.078523 | 8.2277e-05 | 0 | 0 | 0 | 0
| SPS1 | CH | Fuel consumption in heavy duty vehicles¦Motor Diesel¦Total¦Existing ICE diesel heavy duty vehicles | PJ/yr. | 19.1421 | 15.9935 | 1.3696 | 1.3707 | 0 | 0 | 0 | 0 | 0 | 0 | 0 | 0
| SPS1 | CH | Fuel consumption in heavy duty vehicles¦Motor Diesel¦Total¦New ICE diesel heavy duty vehicles | PJ/yr. | 5.267 | 6.1753 | 0.0033028 | 0.017244 | 0.0080922 | 0.0062339 | 0.0034442 | 0.00061459 | 0 | 0 | 0 | 0
| SPS1 | CH | Fuel consumption in heavy duty vehicles¦Motor Diesel¦Total¦New hybrid diesel heavy duty vehicles | PJ/yr. | 0 | 0.77709 | 0.0047775 | 3.9199 | 11.7762 | 11.0711 | 0.92955 | 0.0011032 | 0 | 0 | 0 | 0
| SPS1 | CH | Fuel consumption in heavy duty vehicles¦Motor Gas | PJ/yr. | 0.061033 | 0.045845 | 0.062771 | 0.058204 | 0.054139 | 0.052905 | 0.013132 | 0.0029116 | 0 | 0 | 0 | 0
| SPS1 | CH | Fuel consumption in heavy duty vehicles¦Motor Gas¦Fossil gases | PJ/yr. | 0.05632 | 0.040227 | 0.062157 | 0.057731 | 0 | 0 | 0 | 0 | 0 | 0 | 0 | 0
| SPS1 | CH | Fuel consumption in heavy duty vehicles¦Motor Gas¦Synthetic gases | PJ/yr. | 0.0047131 | 0.005618 | 0.00061422 | 0.00047326 | 0.054938 | 0.060941 | 0.017709 | 0.0055379 | 0 | 0 | 0 | 0
| SPS1 | CH | Fuel consumption in heavy duty vehicles¦Motor Gas¦Synthetic gases¦Biogases¦Biogas | PJ/yr. | 0.0047131 | 0.005618 | 0.00061422 | 0.00047326 | 0.00079874 | 0.008036 | 0.0045769 | 0.0026264 | 0 | 0 | 0 | 0
| SPS1 | CH | Fuel consumption in heavy duty vehicles¦Motor Gas¦Synthetic gases¦PtG¦PtG gas | PJ/yr. | 0 | 0 | 0 | 0 | 0.054139 | 0.052905 | 0.013132 | 0.0029116 | 0 | 0 | 0 | 0
| SPS1 | CH | Fuel consumption in heavy duty vehicles¦Motor Gas¦Total¦New ICE Gas heavy duty vehicles | PJ/yr. | 0.061033 | 0.045845 | 0.062771 | 0.058204 | 0.054139 | 0.052905 | 0.013132 | 0.0029116 | 0 | 0 | 0 | 0
| SPS1 | CH | Mileage in heavy duty vehicles | Billion km/yr. | 2.2036 | 2.2266 | 2.2611 | 2.3184 | 2.419 | 2.5202 | 2.6225 | 2.7247 | 2.813 | 2.911 | 3.0147 | 3.1327
| SPS1 | CH | Mileage in heavy duty vehicles¦Electricity¦Existing electric heavy duty vehicles | Billion km/yr. | 0 | 0 | 0 | 0 | 0 | 0 | 0 | 0 | 0 | 0 | 0 | 0
| SPS1 | CH | Mileage in heavy duty vehicles¦Electricity¦New electric heavy duty vehicles | Billion km/yr. | 0.0025826 | 0.015995 | 2.1316 | 1.5495 | 0.48648 | 0.70319 | 2.4682 | 2.7238 | 2.8127 | 2.9108 | 3.0144 | 3.1324
| SPS1 | CH | Mileage in heavy duty vehicles¦Hydrogen¦New fuel cell electric heavy duty vehicles | Billion km/yr. | 0.00071936 | 0.0024377 | 0.0025112 | 0.0003428 | 0.00031235 | 0.00030363 | 0.00029137 | 0.00028434 | 0.0002919 | 0.00028916 | 0.00029359 | 0.00034686
| SPS1 | CH | Mileage in heavy duty vehicles¦Motor Gasoline¦Total¦Existing gasoline heavy duty vehicles | Billion km/yr. | 0 | 0 | 0 | 0 | 0 | 0 | 0 | 0 | 0 | 0 | 0 | 0
| SPS1 | CH | Mileage in heavy duty vehicles¦Motor Gasoline¦Total¦New gasoline heavy duty vehicles | Billion km/yr. | 0 | 0 | 0 | 0 | 0 | 0 | 0 | 0 | 0 | 0 | 0 | 0
| SPS1 | CH | Mileage in heavy duty vehicles¦Motor Diesel¦Total¦Existing ICE diesel heavy duty vehicles | Billion km/yr. | 1.5688 | 1.3434 | 0.11924 | 0.11933 | 0 | 0 | 0 | 0 | 0 | 0 | 0 | 0
| SPS1 | CH | Mileage in heavy duty vehicles¦Motor Diesel¦Total¦New ICE diesel heavy duty vehicles | Billion km/yr. | 0.62521 | 0.73303 | 0.00039206 | 0.0020469 | 0.00096057 | 0.00073999 | 0.00040884 | 7.2954e-05 | 0 | 0 | 0 | 0
| SPS1 | CH | Mileage in heavy duty vehicles¦Motor Diesel¦Total¦New hybrid diesel heavy duty vehicles | Billion km/yr. | 0 | 0.12703 | 0.00078096 | 0.64078 | 1.925 | 1.8098 | 0.15195 | 0.00018034 | 0 | 0 | 0 | 0
| SPS1 | CH | Mileage in heavy duty vehicles¦Motor Gas¦Total¦New ICE Gas heavy duty vehicles | Billion km/yr. | 0.0063 | 0.0047384 | 0.0065919 | 0.0063886 | 0.0062506 | 0.0062273 | 0.0016155 | 0.00036458 | 0 | 0 | 0 | 0
| SPS1 | CH | Efficiency in heavy duty vehicles | km/MJ | bar: 2020 to 2070
| SPS1 | CH | Efficiency in heavy duty vehicles¦Electricity¦Existing electric heavy duty vehicles | km/MJ | bar: 2020 to 2070
| SPS1 | CH | Efficiency in heavy duty vehicles¦Electricity¦New electric heavy duty vehicles | km/MJ | 0.26873 | 0.2722 | 0.28064 | 0.28069 | 0.30493 | 0.31024 | 0.32774 | 0.3333 | 0.33941 | 0.33941 | 0.33941 | 0.33941
| SPS1 | CH | Efficiency in heavy duty vehicles¦Hydrogen¦New fuel cell electric heavy duty vehicles | km/MJ | 0.17446 | 0.17531 | 0.17544 | 0.1775 | 0.1942 | 0.1984 | 0.20912 | 0.21473 | 0.21891 | 0.21891 | 0.21891 | 0.21891
| SPS1 | CH | Efficiency in heavy duty vehicles¦Motor Gasoline¦Total¦Existing gasoline heavy duty vehicles | km/MJ | bar: 2020 to 2070
| SPS1 | CH | Efficiency in heavy duty vehicles¦Motor Gasoline¦Total¦New gasoline heavy duty vehicles | km/MJ | bar: 2020 to 2070
| SPS1 | CH | Efficiency in heavy duty vehicles¦Motor Diesel¦Total¦Existing ICE diesel heavy duty vehicles | km/MJ | 0.081954 | 0.083996 | 0.08706 | 0.08706 | - | - | - | - | - | - | - | -
| SPS1 | CH | Efficiency in heavy duty vehicles¦Motor Diesel¦Total¦New ICE diesel heavy duty vehicles | km/MJ | 0.1187 | 0.1187 | 0.1187 | 0.1187 | 0.1187 | 0.1187 | 0.1187 | 0.1187 | - | - | - | -
| SPS1 | CH | Efficiency in heavy duty vehicles¦Motor Diesel¦Total¦New hybrid diesel heavy duty vehicles | km/MJ | - | 0.16347 | 0.16347 | 0.16347 | 0.16347 | 0.16347 | 0.16347 | 0.16347 | - | - | - | -
| SPS1 | CH | Efficiency in heavy duty vehicles¦Motor Gas¦Total¦New ICE Gas heavy duty vehicles | km/MJ | 0.10322 | 0.10336 | 0.10501 | 0.10976 | 0.11545 | 0.11771 | 0.12302 | 0.12522 | - | - | - | -
| SPS1 | CH | Fuel consumption in other transport | PJ/yr. | 10.9683 | 10.5122 | 11.4348 | 12.2716 | 13.2414 | 16.406 | 17.7238 | 19.2433 | 19.7972 | 20.3666 | 20.8719 | 21.3713
| SPS1 | CH | Fuel consumption in other transport¦Electricity | PJ/yr. | 9.2085 | 9.5651 | 10.0261 | 10.8627 | 11.8319 | 15.9535 | 17.5858 | 19.105 | 19.6579 | 20.2264 | 20.731 | 21.2251
| SPS1 | CH | Fuel consumption in other transport¦Electricity¦Passenger electric rail | PJ/yr. | 7.7047 | 7.9059 | 8.2079 | 8.7118 | 9.2102 | 9.7101 | 10.0815 | 10.453 | 10.9459 | 11.4378 | 11.9286 | 12.4163
| SPS1 | CH | Fuel consumption in other transport¦Electricity¦Freight electric rail | PJ/yr. | 1.5038 | 1.6592 | 1.7492 | 1.896 | 1.983 | 2.0299 | 2.106 | 2.1832 | 2.2166 | 2.2689 | 2.2837 | 2.3124
| SPS1 | CH | Fuel consumption in other transport¦Electricity¦Other electric transport | PJ/yr. | 0 | 4.7041e-05 | 0.068999 | 0.25488 | 0.63863 | 4.2135 | 5.3983 | 6.4688 | 6.4953 | 6.5197 | 6.5187 | 6.4965
| SPS1 | CH | Fuel consumption in other transport¦Hydrogen | PJ/yr. | 0 | 0 | 0 | 0 | 0.00048675 | 0.088285 | 0.13743 | 0.13836 | 0.13934 | 0.14022 | 0.14088 | 0.1462
| SPS1 | CH | Fuel consumption in other transport¦Hydrogen¦Passenger hydrogen rail | PJ/yr. | 0 | 0 | 0 | 0 | 0 | -0.0011147 | -0.0011102 | -0.00053745 | 0.00024703 | 0.00075578 | 0.0011989 | 0.0041557
| SPS1 | CH | Fuel consumption in other transport¦Hydrogen¦Freight hydrogen rail | PJ/yr. | 0 | 0 | 0 | 0 | 0 | 0.0034021 | 0.0037226 | 0.0040428 | 0.0042311 | 0.0046011 | 0.0048201 | 0.0071822
| SPS1 | CH | Fuel consumption in other transport¦Hydrogen¦Other hydrogen transport | PJ/yr. | 0 | 0 | 0 | 0 | 0.00048675 | 0.085998 | 0.13482 | 0.13486 | 0.13486 | 0.13486 | 0.13486 | 0.13486
| SPS1 | CH | Fuel consumption in other transport¦Motor Gasoline | PJ/yr. | 1.7598 | 0.94711 | 1.4087 | 1.4089 | 1.4091 | 0.3643 | 0.00052429 | 0 | 0 | 0 | 0 | 0
| SPS1 | CH | Fuel consumption in other transport¦Motor Gasoline¦Fossil liquids | PJ/yr. | 1.6635 | 0.89526 | 1.3316 | 1.3317 | 1.3125 | 0.25747 | 0.00039153 | 0 | 0 | 0 | 0 | 0
| SPS1 | CH | Fuel consumption in other transport¦Motor Gasoline¦Synthetic liquids | PJ/yr. | 0.096338 | 0.051848 | 0.077113 | 0.077153 | 0.096588 | 0.10682 | 0.00013275 | 0 | 0 | 0 | 0 | 0
| SPS1 | CH | Fuel consumption in other transport¦Motor Gasoline¦Synthetic liquids¦Bioliquids¦Ethanol | PJ/yr. | 0.096338 | 0.051848 | 0.077113 | 0.077153 | 0.096588 | 0.020224 | 3.0315e-05 | 0 | 0 | 0 | 0 | 0
| SPS1 | CH | Fuel consumption in other transport¦Motor Gasoline¦Synthetic liquids¦PtL¦PtL Gasoline | PJ/yr. | 0 | 0 | 0 | 0 | 0 | 0.086601 | 0.00010244 | 0 | 0 | 0 | 0 | 0
| SPS1 | CH | Fuel consumption in other transport¦Motor Gasoline¦Total¦Other gasoline transport | PJ/yr. | 1.7598 | 0.94711 | 1.4087 | 1.4089 | 1.4091 | 0.3643 | 0.00052429 | 0 | 0 | 0 | 0 | 0
| SPS1 | CH | Fuel consumption in other transport¦Motor Diesel | PJ/yr. | 0 | 0 | 0 | 0 | 0 | 0 | 0 | 0 | 0 | 0 | 0 | 0
| SPS1 | CH | Fuel consumption in other transport¦Motor Diesel¦Fossil liquids | PJ/yr. | 0 | 0 | 0 | 0 | 0 | 0 | 0 | 0 | 0 | 0 | 0 | 0
| SPS1 | CH | Fuel consumption in other transport¦Motor Diesel¦Synthetic liquids | PJ/yr. | 0 | 0 | 0 | 0 | 0 | 0 | 0 | 0 | 0 | 0 | 0 | 0
| SPS1 | CH | Fuel consumption in other transport¦Motor Diesel¦Synthetic liquids¦Bioliquids¦Biodiesel | PJ/yr. | 0 | 0 | 0 | 0 | 0 | 0 | 0 | 0 | 0 | 0 | 0 | 0
| SPS1 | CH | Fuel consumption in other transport¦Motor Diesel¦Synthetic liquids¦PtL¦PtL Diesel | PJ/yr. | 0 | 0 | 0 | 0 | 0 | 0 | 0 | 0 | 0 | 0 | 0 | 0
| SPS1 | CH | Fuel consumption in other transport¦Motor Diesel¦Total¦Passenger diesel rail | PJ/yr. | 0 | 0 | 0 | 0 | 0 | 0 | 0 | 0 | 0 | 0 | 0 | 0
| SPS1 | CH | Fuel consumption in other transport¦Motor Diesel¦Total¦Freight diesel rail | PJ/yr. | 0.3899 | -0.0064026 | -0.011397 | -0.0062388 | -0.0061649 | 0.0061158 | 0.0060993 | 0.0017604 | 0.0061199 | 0.0061182 | 0.0061607 | 0.0065978
| SPS1 | CH | Fuel consumption in other transport¦Motor Diesel¦Total¦Other diesel transport | PJ/yr. | 17.3804 | 17.2419 | 15.7627 | 14.4148 | 13.8754 | 7.2076 | 4.6252 | 2.0429 | 2.0429 | 2.0429 | 2.0429 | 2.0429
| SPS1 | CH | Fuel consumption in other transport¦Jet Fuels¦Fossil liquids¦Kerosene | PJ/yr. | 30.6297 | 59.8797 | 85.345 | 85.6273 | 76.4153 | 54.6265 | 28.1544 | 0 | 0.00088617 | 0.0015732 | 0.0008842 | 0.0015774
| SPS1 | CH | Fuel consumption in other transport¦Jet Fuels¦Synthetic liquids¦Bioliquids¦Biokerosene | PJ/yr. | 0.00032496 | 0.00027921 | 0.00017453 | 5.3079 | 5.3079 | 18.5321 | 38.6312 | 68.6861 | 95.3828 | 95.5645 | 96.2759 | 97.8407
| SPS1 | CH | Fuel consumption in other transport¦Jet Fuels¦Synthetic liquids¦PtL¦PtL Kerosene | PJ/yr. | 0 | 0 | 0 | 0 | 13.2242 | 20.0991 | 30.0549 | 26.8784 | 0 | 0.71139 | 1.5648 | 1.563
| SPS1 | CH | Other transport mileage | - | bar: 2020 to 2070
| SPS1 | CH | Other transport mileage¦Electricity¦Passenger electric rail | Billion km/yr. | 0.195 | 0.20003 | 0.20759 | 0.22017 | 0.2326 | 0.24505 | 0.25423 | 0.26341 | 0.27583 | 0.28823 | 0.3006 | 0.31288
| SPS1 | CH | Other transport mileage¦Electricity¦Freight electric rail | Billion km/yr. | 0.02512 | 0.027715 | 0.029219 | 0.031671 | 0.033124 | 0.033907 | 0.035179 | 0.036468 | 0.037027 | 0.037899 | 0.038147 | 0.038626
| SPS1 | CH | Other transport mileage¦Electricity¦Other electric transport | PJ/yr. | 0 | 0.00011607 | 0.17025 | 0.62889 | 1.1608 | 8.5441 | 11.3384 | 13.8907 | 13.8908 | 13.8908 | 13.8908 | 13.8908
| SPS1 | CH | Other transport mileage¦Hydrogen¦Passenger hydrogen rail | Billion km/yr. | 0 | 0 | 0 | 0 | 0 | -2.0001e-05 | -2.0684e-05 | -1.0384e-05 | 4.7726e-06 | 1.4602e-05 | 2.3162e-05 | 8.0289e-05
| SPS1 | CH | Other transport mileage¦Hydrogen¦Freight hydrogen rail | Billion km/yr. | 0 | 0 | 0 | 0 | 0 | 2.4824e-05 | 2.4627e-05 | 2.399e-05 | 2.5108e-05 | 2.7303e-05 | 2.8603e-05 | 4.262e-05
| SPS1 | CH | Other transport mileage¦Hydrogen¦Other hydrogen transport | PJ/yr. | 0 | 0 | 0 | 0 | 0.00087297 | 0.15424 | 0.2418 | 0.24186 | 0.24187 | 0.24187 | 0.24187 | 0.24187
| SPS1 | CH | Other transport mileage¦Motor Gasoline¦Total¦Other gasoline transport | PJ/yr. | 1.5951 | 0.85847 | 1.2769 | 1.277 | 1.2772 | 0.3302 | 0.00047522 | 0 | 0 | 0 | 0 | 0
| SPS1 | CH | Other transport mileage¦Motor Diesel¦Total¦Passenger diesel rail | Billion km/yr. | 0 | 0 | 0 | 0 | 0 | 0 | 0 | 0 | 0 | 0 | 0 | 0
| SPS1 | CH | Other transport mileage¦Motor Diesel¦Total¦Freight diesel rail | Billion km/yr. | 0.0015803 | -2.595e-05 | -4.6193e-05 | -2.5286e-05 | -2.4987e-05 | 2.4788e-05 | 2.4721e-05 | 7.1352e-06 | 2.4804e-05 | 2.4797e-05 | 2.497e-05 | 2.6741e-05
| SPS1 | CH | Other transport mileage¦Motor Diesel¦Total¦Other diesel transport | PJ/yr. | 17.1765 | 17.0397 | 15.5778 | 14.2457 | 13.7127 | 7.123 | 4.5709 | 2.019 | 2.019 | 2.019 | 2.019 | 2.019
| SPS1 | CH | Other transport efficiency | - | bar: 2020 to 2070
| SPS1 | CH | Other transport efficiency¦Electricity¦Passenger electric rail | km/MJ | 0.025309 | 0.025302 | 0.025291 | 0.025273 | 0.025254 | 0.025236 | 0.025218 | 0.0252 | 0.0252 | 0.0252 | 0.0252 | 0.0252
| SPS1 | CH | Other transport efficiency¦Electricity¦Freight electric rail | km/MJ | 0.016704 | 0.016704 | 0.016704 | 0.016704 | 0.016704 | 0.016704 | 0.016704 | 0.016704 | 0.016704 | 0.016704 | 0.016704 | 0.016704
| SPS1 | CH | Other transport efficiency¦Electricity¦Other electric transport | % | - | 2.4674 | 2.4674 | 2.4674 | 1.8177 | 2.0278 | 2.1004 | 2.1474 | 2.1386 | 2.1306 | 2.1309 | 2.1382
| SPS1 | CH | Other transport efficiency¦Hydrogen¦Passenger hydrogen rail | km/MJ | - | - | - | - | - | 0.017942 | 0.018631 | 0.01932 | 0.01932 | 0.01932 | 0.01932 | 0.01932
| SPS1 | CH | Other transport efficiency¦Hydrogen¦Freight hydrogen rail | km/MJ | - | - | - | - | - | 0.0072969 | 0.0066155 | 0.0059341 | 0.0059341 | 0.0059341 | 0.0059341 | 0.0059341
| SPS1 | CH | Other transport efficiency¦Hydrogen¦Other hydrogen transport | % | - | - | - | - | 1.7935 | 1.7935 | 1.7935 | 1.7935 | 1.7935 | 1.7935 | 1.7935 | 1.7935
| SPS1 | CH | Other transport efficiency¦Motor Gasoline¦Total¦Other gasoline transport | % | 90.64% | 90.64% | 90.64% | 90.64% | 90.64% | 90.64% | 90.64% | - | - | - | - | -
| SPS1 | CH | Other transport efficiency¦Motor Diesel¦Total¦Passenger diesel rail | km/MJ | bar: 2020 to 2070
| SPS1 | CH | Other transport efficiency¦Motor Diesel¦Total¦Freight diesel rail | km/MJ | 0.0040531 | 0.0040531 | 0.0040531 | 0.0040531 | 0.0040531 | 0.0040531 | 0.0040531 | 0.0040531 | 0.0040531 | 0.0040531 | 0.0040531 | 0.0040531
| SPS1 | CH | Other transport efficiency¦Motor Diesel¦Total¦Other diesel transport | % | 98.83% | 98.83% | 98.83% | 98.83% | 98.83% | 98.83% | 98.83% | 98.83% | 98.83% | 98.83% | 98.83% | 98.83%
| SPS1 | CH | Direct CO2 emissions from fuel combustion and industrial processes | Mt/yr. | 34.6649 | 32.416 | 27.5632 | 23.1978 | 16.2384 | 10.5097 | 4.775 | -0.011783 | -1.4079 | -2.8037 | -3.6372 | -4.4708
| SPS1 | CH | Direct CO2 emissions from fuel combustion and industrial processes¦CO2¦Power generation | Mt/yr. | 2.6149 | 2.4683 | 2.4012 | 2.2449 | 2.2421 | 1.8652 | 0.24841 | 0.094017 | -0.18822 | -0.22598 | -0.23169 | -0.23323
| SPS1 | CH | Direct CO2 emissions from fuel combustion and industrial processes¦CO2¦Synthetic fuel production | Mt/yr. | 0 | 0 | 0 | 0 | 0 | -0.00041173 | -0.00055321 | -0.89837 | -1.6177 | -1.5773 | -2.2648 | -2.2636
| SPS1 | CH | Direct CO2 emissions from fuel combustion and industrial processes¦CO2¦Industry | Mt/yr. | 6.4975 | 6.1131 | 5.6385 | 4.9668 | 4.0958 | 3.0906 | 1.8508 | 0.11176 | 0.050176 | 0.044764 | 0.039875 | 0.035442
| SPS1 | CH | Direct CO2 emissions from fuel combustion and industrial processes¦CO2¦Industry¦fuel combustion | Mt/yr. | 4.4082 | 4.0021 | 3.5362 | 2.8731 | 2.0102 | 1.0137 | -0.21763 | -0.92012 | -0.9817 | -0.98711 | -0.992 | -0.99643
| SPS1 | CH | Direct CO2 emissions from fuel combustion and industrial processes¦CO2¦Industry¦Industrial processes | Mt/yr. | 2.0893 | 2.111 | 2.1023 | 2.0937 | 2.0855 | 2.0768 | 2.0685 | 1.0319 | 1.0319 | 1.0319 | 1.0319 | 1.0319
| SPS1 | CH | Direct CO2 emissions from fuel combustion and industrial processes¦CO2¦Services | Mt/yr. | 3.7951 | 3.3571 | 2.8169 | 2.5803 | 2.0497 | 1.567 | 0.58306 | 0.16942 | 0.1733 | 0.16573 | 0.17068 | 0.17465
| SPS1 | CH | Direct CO2 emissions from fuel combustion and industrial processes¦CO2¦Residential | Mt/yr. | 7.1856 | 6.5871 | 6.5923 | 5.9369 | 3.6239 | 1.6547 | 1.1207 | 0.50055 | 0.41664 | 0.4015 | 0.41132 | 0.34372
| SPS1 | CH | Direct CO2 emissions from fuel combustion and industrial processes¦CO2¦Transport | Mt/yr. | 14.5718 | 13.8903 | 10.1142 | 7.469 | 4.2269 | 2.3327 | 0.97267 | 0.047533 | 0.033686 | 0.041743 | 0.026351 | 0.022501
| SPS1 | CH | Direct CO2 emissions from fuel combustion and industrial processes¦CO2¦CO2 captured in power generation | Mt/yr. | 0 | 0 | 0 | 0 | 0 | 0.63394 | 2.2651 | 2.4589 | 2.6225 | 2.6053 | 2.609 | 2.6141
| SPS1 | CH | Direct CO2 emissions from fuel combustion and industrial processes¦CO2¦CO2 captured in industry | Mt/yr. | 0 | 0 | 0 | 0 | 0 | 0.53791 | 1.4323 | 3.0566 | 3.0062 | 3.0077 | 3.0146 | 3.0151
| SPS1 | CH | Direct CO2 emissions from fuel combustion and industrial processes¦CO2¦CO2 captured in hydrogen | Mt/yr. | 0 | 0 | 0 | 0 | 0 | 0 | 0 | 0.4318 | 0.90271 | 0.97144 | 1.5564 | 1.5574
| SPS1 | CH | Direct CO2 emissions from fuel combustion and industrial processes¦CO2¦CO2 captured in biogases/bioliquids | Mt/yr. | 0 | 0 | 0 | 0 | 0 | 0.00041173 | 0.00055321 | 0.46657 | 0.71494 | 0.60585 | 0.70835 | 0.70625
| SPS1 | CH | Direct CO2 emissions from fuel combustion and industrial processes¦CO2¦Direct air capture | Mt/yr. | 0 | 0 | 0 | 0 | 0 | 3.5803e-05 | 4.7893e-05 | 0.036691 | 0.27582 | 1.6542 | 1.7889 | 2.5503
| SPS1 | CH | CO2 storage and utilisation | Mt/yr. | 0 | 0 | 0 | 0 | 1.1716 | 1.1716 | 3.6976 | 0 | 0 | 0 | 0 | 0
| SPS1 | CH | CO2 storage and utilisation¦CO2¦Domestic sequestration | Mt/yr. | 0 | 0 | 0 | 0 | 0.83333 | 0.83333 | 1.2786 | 0 | 0 | 0 | 0 | 0
| SPS1 | CH | CO2 storage and utilisation¦CO2¦Domestic utilisation | Mt/yr. | 0 | 0 | 0 | 0 | 0.33827 | 0.33827 | 0.41198 | 0 | 0 | 0 | 0 | 0
| SPS1 | CH | CO2 storage and utilisation¦CO2¦Exported | Mt/yr. | 0 | 0 | 0 | 0 | 0 | 0 | 2.007 | 0 | 0 | 0 | 0 | 0
| SPS1 | CH | Direct air capture | - | bar: 2020 to 2070
| SPS1 | CH | Direct air capture¦Energy consumption | PJ/yr. | 0 | 0 | 0 | 0 | 0 | 0.00028771 | 0.00036685 | 0.26725 | 2.009 | 12.0486 | 13.0302 | 18.5756
| SPS1 | CH | Direct air capture¦Energy consumption¦Electricity | PJ/yr. | 0 | 0 | 0 | 0 | 0 | 4.9647e-05 | 5.4997e-05 | 0.033389 | 0.251 | 1.5053 | 1.6279 | 2.3207
| SPS1 | CH | Direct air capture¦Energy consumption¦Heat | PJ/yr. | 0 | 0 | 0 | 0 | 0 | 0.00023806 | 0.00031185 | 0.23386 | 1.758 | 10.5433 | 11.4023 | 16.2548
| SPS1 | CH | Direct air capture¦CO2 captured | Mt/yr. | 0 | 0 | 0 | 0 | 0 | 3.5803e-05 | 4.7893e-05 | 0.036691 | 0.27582 | 1.6542 | 1.7889 | 2.5503
| SPS1 | CH | Primary Energy Consumption | PJ/yr. | 964.0691 | 963.2378 | 884.1662 | 874.9848 | 797.8636 | 747.7611 | 689.409 | 716.9123 | 732.0534 | 753.7806 | 769.0309 | 775.4975
| SPS1 | CH | Primary Energy Consumption¦Coal | PJ/yr. | 3.6601 | 3.5648 | 0.04502 | 0.0089943 | 0.0058241 | 0.0070102 | 0.0034891 | 5.9583e-05 | 8.753e-05 | 0.00010638 | 0.00010709 | 0.00015031
| SPS1 | CH | Primary Energy Consumption¦Oil | PJ/yr. | 310.4478 | 286.8295 | 221.2558 | 175.5271 | 108.3548 | 80.1587 | 88.0756 | 97.9331 | 96.4436 | 97.6883 | 98.7411 | 100.3021
| SPS1 | CH | Primary Energy Consumption¦Oil¦Fossil liquids | PJ/yr. | 304.3122 | 280.6943 | 215.1202 | 164.6049 | 84.9722 | 37.7661 | 15.8308 | 0 | 0.0011558 | 0.0015112 | 0.0015219 | 0.0025728
| SPS1 | CH | Primary Energy Consumption¦Oil¦Fossil liquids¦Light fuel oil | PJ/yr. | 101.8806 | 88.2207 | 76.5574 | 63.0989 | 27.4755 | 9.4906 | 4.708 | 0 | 0.0010226 | 0.0013588 | 0.0013632 | 0.0023308
| SPS1 | CH | Primary Energy Consumption¦Oil¦Fossil liquids¦Heavy fuel oil | PJ/yr. | 2.7764 | 2.7644 | 0.015098 | 0.003322 | 0.0045819 | 0.0083703 | 0.0039274 | 0 | 0 | 0 | 0 | 0
| SPS1 | CH | Primary Energy Consumption¦Oil¦Fossil liquids¦Motor Diesel | PJ/yr. | 119.1748 | 112.686 | 68.1127 | 52.5186 | 33.3603 | 19.8583 | 5.4516 | 0 | 4.4167e-05 | 5.0375e-05 | 5.3044e-05 | 8.036e-05
| SPS1 | CH | Primary Energy Consumption¦Oil¦Fossil liquids¦Motor Gasoline | PJ/yr. | 79.3713 | 75.6182 | 68.5863 | 46.4004 | 21.7712 | 6.6316 | 4.0526 | 0 | 4.6108e-05 | 5.188e-05 | 5.4418e-05 | 8.4825e-05
| SPS1 | CH | Primary Energy Consumption¦Oil¦Fossil liquids¦Kerosene (excl. international aviation) | PJ/yr. | 1.1091 | 1.405 | 1.8488 | 2.5836 | 2.3605 | 1.7773 | 1.6146 | 0 | 4.2904e-05 | 5.0158e-05 | 5.1242e-05 | 7.6792e-05
| SPS1 | CH | Primary Energy Consumption¦Oil¦Synthetic liquids | PJ/yr. | 6.1356 | 6.1351 | 6.1356 | 10.9222 | 23.3826 | 42.3926 | 72.2447 | 97.9331 | 96.4424 | 97.6868 | 98.7396 | 100.2995
| SPS1 | CH | Primary Energy Consumption¦Oil¦Synthetic liquids¦Total¦Motor diesel | PJ/yr. | 1.8136 | 1.8124 | 3.2006 | 3.2341 | 3.2496 | 3.2445 | 3.2475 | 1.5095 | -0.063775 | 0.42577 | -0.047885 | -0.02652
| SPS1 | CH | Primary Energy Consumption¦Oil¦Synthetic liquids¦Total¦Motor Gasoline | PJ/yr. | 4.3217 | 4.3225 | 2.9348 | 2.3801 | 1.6009 | 0.51698 | 0.31105 | 0.85899 | 1.1234 | 0.98508 | 0.94683 | 0.92234
| SPS1 | CH | Primary Energy Consumption¦Oil¦Synthetic liquids¦Bioliquids¦Total | PJ/yr. | 6.1356 | 6.1351 | 6.1356 | 10.9222 | 10.1429 | 22.2936 | 42.1898 | 71.0547 | 96.4424 | 96.9754 | 97.1749 | 98.7365
| SPS1 | CH | Primary Energy Consumption¦Oil¦Synthetic liquids¦Bioliquids¦Biodiesel | PJ/yr. | 1.8136 | 1.8124 | 3.2006 | 3.2341 | 3.2341 | 3.2445 | 3.2475 | 1.5095 | -0.063775 | 0.42577 | -0.047885 | -0.02652
| SPS1 | CH | Primary Energy Consumption¦Oil¦Synthetic liquids¦Bioliquids¦Ethanol | PJ/yr. | 4.3217 | 4.3225 | 2.9348 | 2.3801 | 1.6009 | 0.51698 | 0.31105 | 0.85899 | 1.1234 | 0.98508 | 0.94683 | 0.92234
| SPS1 | CH | Primary Energy Consumption¦Oil¦Synthetic liquids¦PtL | PJ/yr. | 0 | 0 | 0 | 0 | 13.2397 | 20.0991 | 30.0549 | 26.8784 | 0 | 0.71139 | 1.5648 | 1.563
| SPS1 | CH | Primary Energy Consumption¦Oil¦Synthetic liquids¦PtL¦PtL Diesel | PJ/yr. | 0 | 0 | 0 | 0 | 0.015498 | 0 | 0 | 0 | 0 | 0 | 0 | 0
| SPS1 | CH | Primary Energy Consumption¦Oil¦Synthetic liquids¦PtL¦PtL Gasoline | PJ/yr. | 0 | 0 | 0 | 0 | 0 | 0 | 0 | 0 | 0 | 0 | 0 | 0
| SPS1 | CH | Primary Energy Consumption¦Oil¦Synthetic liquids¦PtL¦PtL Kerosene | PJ/yr. | 0 | 0 | 0 | 0 | 13.2242 | 20.0991 | 30.0549 | 26.8784 | 0 | 0.71139 | 1.5648 | 1.563
| SPS1 | CH | Primary Energy Consumption¦Gas | PJ/yr. | 117.474 | 106.7205 | 113.1235 | 104.36 | 85.6985 | 56.1863 | 26.1398 | 2.0758 | 3.5665 | 3.3778 | 4.0331 | 4.1656
| SPS1 | CH | Primary Energy Consumption¦Gas¦Fossil gases¦Total | PJ/yr. | 117.474 | 106.72 | 113.1235 | 101.7756 | 82.6965 | 53.8097 | 23.5639 | 0.00015705 | 0.00022049 | 0.00025003 | 0.00026756 | 0.00039913
| SPS1 | CH | Primary Energy Consumption¦Gas¦Fossil gases¦Natural gas | PJ/yr. | 117.474 | 106.72 | 113.1235 | 101.7691 | 82.683 | 53.7944 | 23.5496 | 3.4788e-05 | 4.7794e-05 | 5.1375e-05 | 5.4935e-05 | 8.4389e-05
| SPS1 | CH | Primary Energy Consumption¦Gas¦Fossil gases¦Liquified Natural Gas | PJ/yr. | 0 | 0 | 0 | 0.0065515 | 0.013547 | 0.015259 | 0.014277 | 0.00012226 | 0.0001727 | 0.00019866 | 0.00021262 | 0.00031474
| SPS1 | CH | Primary Energy Consumption¦Gas¦Synthetic gases | PJ/yr. | 0 | 0.00044366 | 1.6149e-05 | 2.5844 | 3.002 | 2.3766 | 2.5759 | 2.0756 | 3.5662 | 3.3776 | 4.0328 | 4.1652
| SPS1 | CH | Primary Energy Consumption¦Gas¦Synthetic gases¦Biogases | PJ/yr. | 0 | 0.00044366 | 1.6149e-05 | 2.5844 | 2.5844 | 2.3766 | 2.5759 | 2.0756 | 3.002 | 3.3776 | 3.5662 | 4.0328
| SPS1 | CH | Primary Energy Consumption¦Gas¦Synthetic gases¦Biogases¦Biogas | PJ/yr. | 0 | 0.00044366 | 1.6149e-05 | 2.5844 | 2.5844 | 2.3766 | 2.5759 | 2.0756 | 3.002 | 3.3776 | 3.5662 | 4.0328
| SPS1 | CH | Primary Energy Consumption¦Gas¦Synthetic gases¦PtG | PJ/yr. | 0 | 0 | 0 | 0 | 0.4176 | 0 | 0 | 0 | 0.56423 | 0 | 0.4666 | 0.13236
| SPS1 | CH | Primary Energy Consumption¦Gas¦Synthetic gases¦PtG¦PtG gas | PJ/yr. | 0 | 0 | 0 | 0 | 0.4176 | 0 | 0 | 0 | 0.56423 | 0 | 0.4666 | 0.13236
| SPS1 | CH | Primary Energy Consumption¦Nuclear fuel | PJ/yr. | 250.9484 | 254.3919 | 224.1755 | 221.4506 | 173.3643 | 99.9783 | 0 | 0 | 12.5121 | 28.9106 | 43.5571 | 44.2738
| SPS1 | CH | Primary Energy Consumption¦Electricity | PJ/yr. | -20.01 | 14.7616 | -3.8052 | -2 | -2 | -2 | 2.543 | -2 | -2 | -2 | -2 | -2
| SPS1 | CH | Primary Energy Consumption¦Hydrogen | PJ/yr. | 0 | 0 | 0 | 0 | 0 | 0.1865 | 0.4159 | 3.9074e-05 | 4.3993e-05 | 5.0943e-05 | 5.4233e-05 | 8.121e-05
| SPS1 | CH | Primary Energy Consumption¦Wood | PJ/yr. | 46.3339 | 50.4812 | 50.4813 | 50.484 | 50.4846 | 53.86 | 66.6558 | 68.1019 | 68.1019 | 68.1019 | 68.1019 | 68.1019
| SPS1 | CH | Primary Energy Consumption¦Wood¦Waste wood | PJ/yr. | 11.1119 | 11.9529 | 13.3572 | 15.6562 | 16.4246 | 17.1137 | 17.7717 | 18.4297 | 18.3412 | 18.2527 | 18.1642 | 18.0757
| SPS1 | CH | Primary Energy Consumption¦Wood¦Wood residues | PJ/yr. | 7.5117 | 7.5432 | 7.5904 | 7.669 | 7.669 | 7.6691 | 7.669 | 7.6691 | 7.669 | 7.669 | 7.669 | 7.669
| SPS1 | CH | Primary Energy Consumption¦Wood¦Wood from landscape maintenance | PJ/yr. | 3.1683 | 3.4957 | 3.9868 | 4.8054 | 4.8054 | 4.8054 | 4.8054 | 4.8054 | 4.8054 | 4.8054 | 4.8054 | 4.8054
| SPS1 | CH | Primary Energy Consumption¦Wood¦Wood from Forest (hard wood) | PJ/yr. | 24.542 | 27.4895 | 25.5469 | 22.3534 | 21.5856 | 24.2718 | 36.4097 | 37.1978 | 37.2862 | 37.3748 | 37.4632 | 37.5517
| SPS1 | CH | Primary Energy Consumption¦Waste | PJ/yr. | 70.0326 | 70.3284 | 70.087 | 69.141 | 69.0409 | 78.2267 | 80.5563 | 83.8281 | 81.4685 | 81.5407 | 81.5199 | 81.5996
| SPS1 | CH | Primary Energy Consumption¦Waste¦Non renewable waste | PJ/yr. | 35.9318 | 36.2277 | 35.9842 | 35.04 | 34.9376 | 37.2523 | 37.6966 | 39.2217 | 36.8621 | 36.2691 | 36.2482 | 36.2854
| SPS1 | CH | Primary Energy Consumption¦Waste¦Renewable waste | PJ/yr. | 34.1008 | 34.1007 | 34.1028 | 34.101 | 34.1033 | 40.9744 | 42.8597 | 44.6064 | 44.6064 | 45.2715 | 45.2717 | 45.3143
| SPS1 | CH | Primary Energy Consumption¦Manure | PJ/yr. | 3.7982 | 11.2523 | 12.5404 | 12.5405 | 12.5405 | 12.5705 | 12.865 | 23.9962 | 23.9962 | 23.9962 | 23.9962 | 23.9968
| SPS1 | CH | Primary Energy Consumption¦Hydro | PJ/yr. | 149.4306 | 125.6211 | 136.8144 | 151.9083 | 152.8423 | 155.2498 | 157.2973 | 159.5469 | 161.6071 | 163.6578 | 163.6893 | 165.2051
| SPS1 | CH | Primary Energy Consumption¦Hydro¦Large hydro | PJ/yr. | 66.7457 | 49.7989 | 68.8763 | 67.4745 | 69.6025 | 72.1832 | 74.3843 | 74.8361 | 74.8361 | 74.8361 | 74.8361 | 74.8361
| SPS1 | CH | Primary Energy Consumption¦Hydro¦Run-of-river hydro | PJ/yr. | 66.6325 | 55.7641 | 65.6003 | 67.1679 | 66.8838 | 66.1316 | 65.5449 | 67.1316 | 67.1316 | 67.1316 | 67.1316 | 67.1316
| SPS1 | CH | Primary Energy Consumption¦Hydro¦Pump storage | PJ/yr. | 16.0524 | 20.0581 | 2.3377 | 17.2659 | 16.356 | 16.935 | 17.3681 | 17.5792 | 19.6394 | 21.6901 | 21.7216 | 23.2374
| SPS1 | CH | Primary Energy Consumption¦Solar | PJ/yr. | 12.5565 | 16.5223 | 32.0942 | 50.0998 | 84.6069 | 133.1509 | 161.3637 | 177.5211 | 180.0013 | 180.0013 | 180.0014 | 180.003
| SPS1 | CH | Primary Energy Consumption¦Wind | PJ/yr. | 0.52413 | 0.54542 | 0.50329 | 2.0504 | 3.6359 | 4.6762 | 10.3135 | 11.4284 | 11.4306 | 11.4347 | 11.4352 | 11.4397
| SPS1 | CH | Primary Energy Consumption¦Ambient heat | PJ/yr. | 18.8731 | 22.2187 | 26.8511 | 39.4142 | 59.289 | 75.5054 | 82.2876 | 93.0244 | 94.9256 | 97.0713 | 95.9557 | 98.4098
| SPS1 | CH | Primary Energy Consumption¦Geothermal | PJ/yr. | 0 | 0 | 0 | 0 | 0 | 0.0048659 | 0.89205 | 1.4564 | 0 | 0 | 0 | 0
| SPS1 | CH | Electricity generation capacity | GWe/yr. | 22.4367 | 24.4555 | 29.0229 | 32.3704 | 40.4946 | 50.7582 | 57.5152 | 62.4359 | 63.5324 | 64.9743 | 64.9172 | 65.989
| SPS1 | CH | Electricity generation capacity¦Nuclear Fuel | GWe/yr. | 3.0936 | 3.0936 | 2.933 | 2.7568 | 2.1731 | 1.3528 | 0.12056 | 0.12056 | 0.24465 | 0.36073 | 0.54348 | 0.55243
| SPS1 | CH | Electricity generation capacity¦Nuclear Fuel¦Nuclear power plants | GWe/yr. | 3.0936 | 3.0936 | 2.933 | 2.7568 | 2.1731 | 1.3528 | 0.12056 | 0.12056 | 0.24465 | 0.36073 | 0.54348 | 0.55243
| SPS1 | CH | Electricity generation capacity¦Hydro | GWe/yr. | 15.4036 | 16.1323 | 16.6087 | 16.8354 | 16.9215 | 16.9216 | 17.2075 | 17.4522 | 17.4522 | 17.4533 | 17.4534 | 17.4595
| SPS1 | CH | Electricity generation capacity¦Hydro¦Hydro Large | GWe/yr. | 7.3394 | 7.3502 | 7.3835 | 7.4183 | 7.4237 | 7.4238 | 7.6743 | 7.7287 | 7.7287 | 7.7287 | 7.7287 | 7.7287
| SPS1 | CH | Electricity generation capacity¦Hydro¦Hydro Run of River | GWe/yr. | 4.7247 | 4.8094 | 4.8641 | 5.056 | 5.1366 | 5.1366 | 5.1719 | 5.3617 | 5.3617 | 5.3622 | 5.3622 | 5.3655
| SPS1 | CH | Electricity generation capacity¦Hydro¦Pump storage | GWe/yr. | 3.3394 | 3.9727 | 4.3611 | 4.3611 | 4.3612 | 4.3612 | 4.3613 | 4.3619 | 4.3619 | 4.3624 | 4.3625 | 4.3654
| SPS1 | CH | Electricity generation capacity¦Oil | GWe/yr. | 0.048086 | 0.050364 | 0.047555 | 0.080774 | 0.074588 | 0.064234 | 0.058347 | 0.021916 | 0.0071633 | 0.0079219 | 0.010806 | 0.016787
| SPS1 | CH | Electricity generation capacity¦Oil¦Peak devices | GWe/yr. | 0.032139 | 0.026524 | 0.024233 | 0.05844 | 0.062887 | 0.063019 | 0.057264 | 0.020799 | 0.0045146 | 0.0043334 | 0.0071166 | 0.010038
| SPS1 | CH | Electricity generation capacity¦Oil¦CHP Oil (for District Heating) | GWe/yr. | 0.0076434 | 0.0034792 | 0.0029698 | 0.0019849 | 0.0017404 | 0.0012156 | 0.0010831 | 0.0011167 | 0.0010378 | 0.0013385 | 0.0012242 | 0.0024816
| SPS1 | CH | Electricity generation capacity¦Oil¦Industrial CHPs oil | GWe/yr. | 0.0083041 | 0.020361 | 0.020352 | 0.02035 | 0.0099604 | 0 | 0 | 0 | 0.001611 | 0.00225 | 0.0024651 | 0.0042679
| SPS1 | CH | Electricity generation capacity¦Gas | GWe/yr. | 0.24309 | 0.17503 | 0.16912 | 0.17118 | 0.1922 | 0.17375 | 0.11935 | 0.12664 | 0.24492 | 0.3037 | 0.34178 | 0.36334
| SPS1 | CH | Electricity generation capacity¦Gas¦Gas turbines combined cycle | GWe/yr. | 0 | 0 | 0 | 0 | 0 | 0.00013334 | 0.00031563 | 0.00066309 | 0.0023755 | 0.0028147 | 0.0036137 | 0.0042701
| SPS1 | CH | Electricity generation capacity¦Gas¦Gas turbines open cycle | GWe/yr. | 0 | 0 | 0 | 0 | 0.0013419 | 0.0055802 | 0.0056817 | 0.0057635 | 0.011083 | 0.013248 | 0.020858 | 0.022243
| SPS1 | CH | Electricity generation capacity¦Gas¦Gas turbines combined cycle CCS | GWe/yr. | 0 | 0 | 0 | 0 | 0 | 0 | 0.00030771 | 0.00063853 | 0.061034 | 0.11041 | 0.11051 | 0.11043
| SPS1 | CH | Electricity generation capacity¦Gas¦CHP Gas (for District Heating) | GWe/yr. | 0.062296 | 0.00054047 | 0.00053988 | 0 | 0 | 0 | 0 | 0 | 0 | 0 | 0 | 0
| SPS1 | CH | Electricity generation capacity¦Gas¦CHP Fuel Cell Gas (for District Heating) | GWe/yr. | 0 | 0 | 0 | 0 | 0 | 0 | 0 | 0 | 0 | 0 | 0 | 0
| SPS1 | CH | Electricity generation capacity¦Gas¦Industrial CHPs gas | GWe/yr. | 0.028416 | 0.021018 | 0.013787 | 0.018459 | 0.046912 | 0.046892 | 0.022137 | 0.02213 | 0.056838 | 0.052476 | 0.065728 | 0.066134
| SPS1 | CH | Electricity generation capacity¦Gas¦Industrial CHPs gas (CCS) | GWe/yr. | 0 | 0 | 0 | 0 | 0 | 0.001609 | 0.0017852 | 0.0065547 | 0.012991 | 0.014301 | 0.018548 | 0.026553
| SPS1 | CH | Electricity generation capacity¦Gas¦Industrial CHPs fuel cells (gas reformer) | GWe/yr. | 0 | 0 | 0 | 0 | 0.00094722 | 0.0011457 | 0.0011657 | 0.0015468 | 0.0013802 | 0.0019934 | 0.0013059 | 0.0014209
| SPS1 | CH | Electricity generation capacity¦Gas¦Residential single family CHPs gas | GWe/yr. | 0.004187 | 0.0026051 | 0.0019978 | 0.0017588 | 0.0012844 | 0.00069602 | 0 | 0 | 0.0011279 | 0.0018179 | 0.0034936 | 0.0039935
| SPS1 | CH | Electricity generation capacity¦Gas¦Residential single family CHPs fuel cells gas | GWe/yr. | 0 | 0 | 0 | 0 | 0 | 0 | 0 | 0 | 0.00071404 | 0.001208 | 0.0012153 | 0.0021364
| SPS1 | CH | Electricity generation capacity¦Gas¦Residential multi family CHPs gas | GWe/yr. | 0.0094842 | 0.012138 | 0.012135 | 0.012055 | 0.011752 | 0.0055339 | 0 | 0 | 0.0025463 | 0.0083876 | 0.011707 | 0.016207
| SPS1 | CH | Electricity generation capacity¦Gas¦Residential multi family CHPs fuel cells gas | GWe/yr. | 0 | 0 | 0 | 0 | 0 | 0 | 0 | 0 | 0.0022295 | 0.0033956 | 0.0034124 | 0.0058692
| SPS1 | CH | Electricity generation capacity¦Gas¦Services sectors CHPs (bio)gas | GWe/yr. | 0.073512 | 0.084819 | 0.086996 | 0.087003 | 0.08701 | 0.087009 | 0.087959 | 0.089345 | 0.089341 | 0.089349 | 0.097368 | 0.0974
| SPS1 | CH | Electricity generation capacity¦Gas¦Services sectors CHPs gas | GWe/yr. | 0.065199 | 0.053909 | 0.053666 | 0.05191 | 0.042957 | 0.02515 | 0 | 0 | 0.0021951 | 0.0025576 | 0.0025634 | 0.0039411
| SPS1 | CH | Electricity generation capacity¦Gas¦Services sectors CHPs fuel cells (gas reformer) | GWe/yr. | 0 | 0 | 0 | 0 | 0 | 0 | 0 | 0 | 0.001061 | 0.0017409 | 0.0014552 | 0.0027398
| SPS1 | CH | Electricity generation capacity¦Wastes | GWe/yr. | 0.43742 | 0.39733 | 0.39644 | 0.36006 | 0.40448 | 0.43859 | 0.53252 | 0.53557 | 0.51911 | 0.5168 | 0.51646 | 0.50969
| SPS1 | CH | Electricity generation capacity¦Wastes¦Wastes Incineration (electric only) | GWe/yr. | 0.31207 | 0.31205 | 0.31205 | 0.27599 | 0.32115 | 0.29728 | 0.22593 | 0.20553 | 0.19361 | 0.19244 | 0.19551 | 0.19113
| SPS1 | CH | Electricity generation capacity¦Wastes¦Wastes Incineration (electric only) CCS | GWe/yr. | 0 | 0 | 0 | 0 | 0 | 0.043507 | 0.17871 | 0.18268 | 0.18268 | 0.18267 | 0.17587 | 0.17035
| SPS1 | CH | Electricity generation capacity¦Wastes¦CHP Wastes (for District Heating) | GWe/yr. | 0.078399 | 0.071387 | 0.070495 | 0.070493 | 0.069935 | 0.065275 | 0.05937 | 0.039186 | 0.039182 | 0.039188 | 0.035752 | 0.039822
| SPS1 | CH | Electricity generation capacity¦Wastes¦CHP Wastes (for District Heating) CCS | GWe/yr. | 0 | 0 | 0 | 0 | 0 | 0.01764 | 0.038878 | 0.042844 | 0.042843 | 0.044203 | 0.051162 | 0.049901
| SPS1 | CH | Electricity generation capacity¦Wastes¦Industrial CHPs wastes | GWe/yr. | 0.046951 | 0.013893 | 0.013892 | 0.013573 | 0.013396 | 0.012596 | 0.00063998 | 0.00057414 | 0.00054846 | 0.00054876 | 0.00027789 | 0.00035887
| SPS1 | CH | Electricity generation capacity¦Wastes¦Industrial CHPs wastes CCS | GWe/yr. | 0 | 0 | 0 | 0 | 0 | 0.0022872 | 0.028996 | 0.064753 | 0.060255 | 0.057749 | 0.057901 | 0.058137
| SPS1 | CH | Electricity generation capacity¦Wood | GWe/yr. | 0.02231 | 0.018515 | 0.058185 | 0.059931 | 0.076954 | 0.18279 | 0.24613 | 0.29156 | 0.26757 | 0.27678 | 0.27653 | 0.28166
| SPS1 | CH | Electricity generation capacity¦Wood¦CHP Wood (for District Heating) | GWe/yr. | 0.013425 | 0.00027762 | 0.015841 | 0.0011552 | 0.0015383 | 0.049343 | 0.055375 | 0.055202 | 0.048635 | 0.053774 | 0.058129 | 0.062726
| SPS1 | CH | Electricity generation capacity¦Wood¦Biomass with CCS (BECCS) | GWe/yr. | 0 | 0 | 0 | 0 | 0 | 0.00024861 | 0.00062685 | 0.00064375 | 0.020881 | 0.02311 | 0.024945 | 0.026903
| SPS1 | CH | Electricity generation capacity¦Wood¦Industrial CHPs wood | GWe/yr. | 0.0088849 | 0.018238 | 0.042344 | 0.057353 | 0.072408 | 0.060536 | 0.032069 | 0.019019 | 0.0010051 | 0.00054675 | 0.00049583 | 0.00054641
| SPS1 | CH | Electricity generation capacity¦Wood¦Industrial CHPs wood (CCS) | GWe/yr. | 0 | 0 | 0 | 0 | 0 | 0.064037 | 0.14515 | 0.1965 | 0.17773 | 0.18506 | 0.18232 | 0.18187
| SPS1 | CH | Electricity generation capacity¦Wood¦Residential single family CHPs wood | GWe/yr. | 0 | 0 | 0 | 0.00038937 | 0.00081916 | 0.0016473 | 0.0016814 | 0.0029507 | 0.0021472 | 0.0019062 | 0.0016276 | 0.0022081
| SPS1 | CH | Electricity generation capacity¦Wood¦Residential multi family CHPs wood | GWe/yr. | 0 | 0 | 0 | 0.00056646 | 0.0013727 | 0.0057382 | 0.010074 | 0.01592 | 0.015327 | 0.010774 | 0.007676 | 0.0052771
| SPS1 | CH | Electricity generation capacity¦Wood¦Services sectors CHPs wood | GWe/yr. | 0 | 0 | 0 | 0.00046768 | 0.00081557 | 0.001238 | 0.0011522 | 0.0013253 | 0.00185 | 0.0016029 | 0.0013394 | 0.002134
| SPS1 | CH | Electricity generation capacity¦Wind | GWe/yr. | 0.08712 | 0.09066 | 0.083656 | 0.34087 | 0.60448 | 0.77744 | 1.7147 | 1.9001 | 1.9004 | 1.9011 | 1.9012 | 1.9019
| SPS1 | CH | Electricity generation capacity¦Wind¦Wind turbines | GWe/yr. | 0.08712 | 0.09066 | 0.083656 | 0.34087 | 0.60448 | 0.77744 | 1.7147 | 1.9001 | 1.9004 | 1.9011 | 1.9012 | 1.9019
| SPS1 | CH | Electricity generation capacity¦Solar | GWe/yr. | 2.9747 | 4.3709 | 8.5993 | 11.531 | 19.4236 | 29.4253 | 35.4121 | 38.4628 | 39.912 | 41.3301 | 41.1053 | 42.0675
| SPS1 | CH | Electricity generation capacity¦Solar¦Solar PV (large scale) | GWe/yr. | 0 | 0 | 0.00051753 | 0.050032 | 0.42372 | 2.9424 | 4.2188 | 5.3818 | 5.1435 | 4.7881 | 2.6993 | 1.7024
| SPS1 | CH | Electricity generation capacity¦Solar¦Solar PV (Industry) | GWe/yr. | 1.1186 | 1.6529 | 2.4488 | 2.3799 | 4.8944 | 5.1441 | 5.4066 | 5.6823 | 5.9722 | 6.2768 | 6.597 | 6.9335
| SPS1 | CH | Electricity generation capacity¦Solar¦Solar PV (Residential single family) | GWe/yr. | 0.67886 | 1.1559 | 3.2397 | 4.68 | 4.9203 | 5.1714 | 8.5975 | 9.3326 | 9.8087 | 10.309 | 10.8349 | 11.3876
| SPS1 | CH | Electricity generation capacity¦Solar¦Solar PV (Residential multi family) | GWe/yr. | 0.27425 | 0.43896 | 1.735 | 3.33 | 8.0369 | 9.3081 | 9.98 | 10.4891 | 11.0242 | 11.5865 | 12.1775 | 12.7987
| SPS1 | CH | Electricity generation capacity¦Solar¦Solar PV (Services) | GWe/yr. | 0.90293 | 1.1231 | 1.1754 | 1.0911 | 1.1482 | 6.8593 | 7.2092 | 7.5769 | 7.9634 | 8.3696 | 8.7966 | 9.2453
| SPS1 | CH | Electricity generation capacity¦Geothermal | GWe/yr. | 0 | 0 | 0 | 0 | 0 | 0 | 0.0052817 | 0.014412 | 0.013018 | 0.013016 | 0.013016 | 0.013024
| SPS1 | CH | Electricity generation capacity¦Geothermal¦Deep geothermal | GWe/yr. | 0 | 0 | 0 | 0 | 0 | 0 | 0.0052817 | 0.014412 | 0.013018 | 0.013016 | 0.013016 | 0.013024
| SPS1 | CH | Electricity generation capacity¦Hydrogen | GWe/yr. | 0 | 0 | 0 | 0.00063235 | 0.025597 | 0.029304 | 0.043556 | 0.13922 | 0.15001 | 0.15244 | 0.19835 | 0.20791
| SPS1 | CH | Electricity generation capacity¦Hydrogen¦CHP Fuel Cell Hydrogen (for District Heating) | GWe/yr. | 0 | 0 | 0 | 0 | 0 | 0.003599 | 0.0036938 | 0.038214 | 0.048135 | 0.053458 | 0.067293 | 0.071262
| SPS1 | CH | Electricity generation capacity¦Hydrogen¦Industrial CHPs fuel cells (hydrogen) | GWe/yr. | 0 | 0 | 0 | 0 | 0.023626 | 0.023643 | 0.037967 | 0.094204 | 0.09233 | 0.089724 | 0.11917 | 0.12439
| SPS1 | CH | Electricity generation capacity¦Hydrogen¦Services sectors CHPs fuel cells (hydrogen) | GWe/yr. | 0 | 0 | 0 | 0.00063235 | 0.0019712 | 0.0020613 | 0.0018954 | 0.0068026 | 0.0095406 | 0.0092607 | 0.011879 | 0.012249
| SPS1 | CH | Electricity generation capacity¦Electricity storage (non hydro) | GWe/yr. | 0.1268 | 0.12683 | 0.12696 | 0.2337 | 0.59814 | 1.3923 | 2.0552 | 3.371 | 2.8213 | 2.6584 | 2.557 | 2.6152
| SPS1 | CH | Electricity generation capacity¦Electricity storage (non hydro)¦CAES | GWe/yr. | 0.1 | 0.099985 | 0.099986 | 0.099987 | 0.099991 | 0.099993 | 0.099993 | 0.099991 | 0.099987 | 0.099984 | 0.099982 | 0.099981
| SPS1 | CH | Electricity generation capacity¦Electricity storage (non hydro)¦Battery storage large size centralised | GWe/yr. | 0.0044706 | 0.0044784 | 0.0045022 | 0.004075 | 0.25248 | 0.29279 | 0.29299 | 0.29355 | 0.29361 | 0.29462 | 0.29583 | 0.34726
| SPS1 | CH | Electricity generation capacity¦Electricity storage (non hydro)¦Battery storage medium size centralised | GWe/yr. | 0.0033518 | 0.0033578 | 0.0033765 | 0.0031252 | 0.030331 | 0.69572 | 1.2967 | 2.5747 | 2.0087 | 1.8179 | 1.6914 | 1.669
| SPS1 | CH | Electricity generation capacity¦Electricity storage (non hydro)¦Batteries in industry | GWe/yr. | 0.0030216 | 0.0030261 | 0.0030379 | 0.023094 | 0.044018 | 0.065091 | 0.062935 | 0.08147 | 0.09961 | 0.098183 | 0.11076 | 0.11045
| SPS1 | CH | Electricity generation capacity¦Electricity storage (non hydro)¦Batteries in residential single family houses | GWe/yr. | 0.0064026 | 0.0064131 | 0.0064434 | 0.038432 | 0.058166 | 0.072121 | 0.10221 | 0.1221 | 0.11896 | 0.12962 | 0.13377 | 0.14489
| SPS1 | CH | Electricity generation capacity¦Electricity storage (non hydro)¦Batteries in residential multi-family houses | GWe/yr. | 0.0064211 | 0.0064317 | 0.0064628 | 0.038867 | 0.067314 | 0.09885 | 0.12014 | 0.12338 | 0.12044 | 0.13088 | 0.13526 | 0.14673
| SPS1 | CH | Electricity generation capacity¦Electricity storage (non hydro)¦Batteries in Services sector | GWe/yr. | 0.0031326 | 0.0031375 | 0.0031485 | 0.026117 | 0.045838 | 0.067703 | 0.080202 | 0.075816 | 0.079989 | 0.08717 | 0.089919 | 0.096901
| SPS1 | CH | Space and water heat boiler capacity in Residential sector | GWth/yr. | 11.1642 | 12.0153 | 12.2591 | 13.2496 | 10.7571 | 10.4684 | 10.8861 | 11.0628 | 10.5702 | 10.4138 | 10.0739 | 9.8699
| SPS1 | CH | Space and water heat boiler capacity in Residential sector¦Space heating | GWth/yr. | 9.3031 | 9.9962 | 10.263 | 11.1284 | 8.9289 | 8.4347 | 8.5375 | 8.5257 | 8.3599 | 8.448 | 8.184 | 7.9761
| SPS1 | CH | Space and water heat boiler capacity in Residential sector¦Space heating¦Electricty | GWth/yr. | 2.1117 | 2.4158 | 2.6043 | 3.4582 | 4.3489 | 5.4226 | 5.6687 | 6.1611 | 6.2104 | 6.3247 | 6.2804 | 6.1943
| SPS1 | CH | Space and water heat boiler capacity in Residential sector¦Space heating¦Electricty¦Electric boiler | GWth/yr. | 0.67258 | 0.70321 | 0.69478 | 0.68215 | 0.29235 | 0.17002 | 0.14696 | 0.13717 | 0.23052 | 0.34408 | 0.30025 | 0.2118
| SPS1 | CH | Space and water heat boiler capacity in Residential sector¦Space heating¦Electricty¦Heat pump electric | GWth/yr. | 1.4391 | 1.7126 | 1.9095 | 2.7761 | 4.0566 | 5.2526 | 5.5217 | 6.024 | 5.9799 | 5.9806 | 5.9801 | 5.9825
| SPS1 | CH | Space and water heat boiler capacity in Residential sector¦Space heating¦Oil | GWth/yr. | 3.4074 | 3.4074 | 3.4074 | 3.4074 | 0.88582 | 0.0025814 | 0.0025593 | 0.0022299 | 0.0019226 | 0.0019464 | 0.0018101 | 0.0019323
| SPS1 | CH | Space and water heat boiler capacity in Residential sector¦Space heating¦Oil¦Light fuel oil boiler | GWth/yr. | 3.4074 | 3.4074 | 3.4074 | 3.4074 | 0.88582 | 0.0025814 | 0.0025593 | 0.0022299 | 0.0019226 | 0.0019464 | 0.0018101 | 0.0019323
| SPS1 | CH | Space and water heat boiler capacity in Residential sector¦Space heating¦Gas | GWth/yr. | 2.7688 | 2.9893 | 3.0662 | 3.0665 | 2.8234 | 1.9921 | 1.7044 | 0.87904 | 0.8277 | 0.82004 | 0.72183 | 0.6312
| SPS1 | CH | Space and water heat boiler capacity in Residential sector¦Space heating¦Gas¦Gas boiler | GWth/yr. | 2.7688 | 2.9892 | 3.0604 | 3.0606 | 2.5043 | 1.6757 | 1.1902 | 0.6338 | 0.584 | 0.57528 | 0.4777 | 0.38524
| SPS1 | CH | Space and water heat boiler capacity in Residential sector¦Space heating¦Gas¦Heat pump gas | GWth/yr. | 2.9632e-06 | 4.9121e-05 | 0.0057614 | 0.0059066 | 0.31907 | 0.31648 | 0.51423 | 0.24524 | 0.24369 | 0.24476 | 0.24413 | 0.24596
| SPS1 | CH | Space and water heat boiler capacity in Residential sector¦Space heating¦Coal | GWth/yr. | 0.007 | 0.0069891 | 0.0012681 | 0.00070014 | 0.00018135 | 0 | 0 | 0 | 0 | 0 | 0 | 0
| SPS1 | CH | Space and water heat boiler capacity in Residential sector¦Space heating¦Coal¦Coal boiler | GWth/yr. | 0.007 | 0.0069891 | 0.0012681 | 0.00070014 | 0.00018135 | 0 | 0 | 0 | 0 | 0 | 0 | 0
| SPS1 | CH | Space and water heat boiler capacity in Residential sector¦Space heating¦Wood | GWth/yr. | 0.68965 | 0.79772 | 0.80371 | 0.8037 | 0.46711 | 0.41001 | 0.41773 | 0.50903 | 0.3568 | 0.34246 | 0.23133 | 0.20358
| SPS1 | CH | Space and water heat boiler capacity in Residential sector¦Space heating¦Wood¦Wood boiler | GWth/yr. | 0.68965 | 0.79772 | 0.80371 | 0.8037 | 0.46711 | 0.41001 | 0.41773 | 0.50903 | 0.3568 | 0.34246 | 0.23133 | 0.20358
| SPS1 | CH | Space and water heat boiler capacity in Residential sector¦Space heating¦Pellets | GWth/yr. | 0.2044 | 0.24108 | 0.24123 | 0.25239 | 0.26173 | 0.268 | 0.27406 | 0.28204 | 0.28344 | 0.28847 | 0.289 | 0.29238
| SPS1 | CH | Space and water heat boiler capacity in Residential sector¦Space heating¦Pellets¦Pellets boiler | GWth/yr. | 0.2044 | 0.24108 | 0.24123 | 0.25239 | 0.26173 | 0.268 | 0.27406 | 0.28204 | 0.28344 | 0.28847 | 0.289 | 0.29238
| SPS1 | CH | Space and water heat boiler capacity in Residential sector¦Space heating¦Solar | GWth/yr. | 0.11421 | 0.13786 | 0.13888 | 0.13953 | 0.14169 | 0.33934 | 0.4701 | 0.69225 | 0.67964 | 0.67043 | 0.65967 | 0.65269
| SPS1 | CH | Space and water heat boiler capacity in Residential sector¦Space heating¦Solar¦Solar thermal | GWth/yr. | 0.11421 | 0.13786 | 0.13888 | 0.13953 | 0.14169 | 0.33934 | 0.4701 | 0.69225 | 0.67964 | 0.67043 | 0.65967 | 0.65269
| SPS1 | CH | Space and water heat boiler capacity in Residential sector¦Space heating¦Hydrogen | GWth/yr. | 0 | 0 | 0 | 0 | 0 | 0 | 0 | 0 | 0 | 0 | 0 | 0
| SPS1 | CH | Space and water heat boiler capacity in Residential sector¦Space heating¦Hydrogen¦Hydrogen boiler | GWth/yr. | 0 | 0 | 0 | 0 | 0 | 0 | 0 | 0 | 0 | 0 | 0 | 0
| SPS1 | CH | Space and water heat boiler capacity in Residential sector¦Water heating | GWth/yr. | 1.8611 | 2.0191 | 1.9962 | 2.1213 | 1.8283 | 2.0338 | 2.3485 | 2.5371 | 2.2102 | 1.9657 | 1.8899 | 1.8938
| SPS1 | CH | Space and water heat boiler capacity in Residential sector¦Water heating¦Electricty | GWth/yr. | 0.65102 | 0.71922 | 0.82031 | 1.0362 | 1.106 | 1.2547 | 1.2394 | 1.2412 | 1.3549 | 1.484 | 1.3382 | 1.4156
| SPS1 | CH | Space and water heat boiler capacity in Residential sector¦Water heating¦Electricty¦Electric boiler | GWth/yr. | 0.43766 | 0.47302 | 0.47303 | 0.47302 | 0.2022 | 0.10267 | 0.10224 | 0.094654 | 0.11556 | 0.16075 | 0.18932 | 0.14794
| SPS1 | CH | Space and water heat boiler capacity in Residential sector¦Water heating¦Electricty¦Heat pump electric | GWth/yr. | 0.21336 | 0.24619 | 0.34729 | 0.56321 | 0.9038 | 1.152 | 1.1372 | 1.1465 | 1.2394 | 1.3232 | 1.1488 | 1.2676
| SPS1 | CH | Space and water heat boiler capacity in Residential sector¦Water heating¦Oil | GWth/yr. | 0.47738 | 0.47737 | 0.14987 | 0.042498 | 0.011169 | 0.00030577 | 0.00029397 | 0.00010481 | 0.0003095 | 0.00031827 | 0.00032187 | 0.0003192
| SPS1 | CH | Space and water heat boiler capacity in Residential sector¦Water heating¦Oil¦Light fuel oil boiler | GWth/yr. | 0.47738 | 0.47737 | 0.14987 | 0.042498 | 0.011169 | 0.00030577 | 0.00029397 | 0.00010481 | 0.0003095 | 0.00031827 | 0.00032187 | 0.0003192
| SPS1 | CH | Space and water heat boiler capacity in Residential sector¦Water heating¦Gas | GWth/yr. | 0.4361 | 0.43613 | 0.63965 | 0.65582 | 0.51814 | 0.25164 | 0.24199 | 0.12351 | 0.11159 | 0.10222 | 0.10378 | 0.094285
| SPS1 | CH | Space and water heat boiler capacity in Residential sector¦Water heating¦Gas¦Gas boiler | GWth/yr. | 0.4361 | 0.43611 | 0.63846 | 0.65461 | 0.46269 | 0.19708 | 0.14911 | 0.07422 | 0.06439 | 0.056209 | 0.056554 | 0.046788
| SPS1 | CH | Space and water heat boiler capacity in Residential sector¦Water heating¦Gas¦Heat pump gas | GWth/yr. | 4.7729e-11 | 1.6678e-05 | 0.0011852 | 0.0012043 | 0.055443 | 0.054556 | 0.092875 | 0.049291 | 0.047197 | 0.046011 | 0.047225 | 0.047497
| SPS1 | CH | Space and water heat boiler capacity in Residential sector¦Water heating¦Coal | GWth/yr. | 0 | 0 | 0 | 0 | 0 | 0 | 0 | 0 | 0 | 0 | 0 | 0
| SPS1 | CH | Space and water heat boiler capacity in Residential sector¦Water heating¦Coal¦Coal boiler | GWth/yr. | 0 | 0 | 0 | 0 | 0 | 0 | 0 | 0 | 0 | 0 | 0 | 0
| SPS1 | CH | Space and water heat boiler capacity in Residential sector¦Water heating¦Wood | GWth/yr. | 0.035322 | 0.040473 | 0.040397 | 0.040302 | 0.017033 | 0.015074 | 0.015095 | 0.020753 | 0.012633 | 0.01132 | 0.0084442 | 0.0072094
| SPS1 | CH | Space and water heat boiler capacity in Residential sector¦Water heating¦Wood¦Wood boiler | GWth/yr. | 0.035322 | 0.040473 | 0.040397 | 0.040302 | 0.017033 | 0.015074 | 0.015095 | 0.020753 | 0.012633 | 0.01132 | 0.0084442 | 0.0072094
| SPS1 | CH | Space and water heat boiler capacity in Residential sector¦Water heating¦Pellets | GWth/yr. | 0.011241 | 0.013221 | 0.013198 | 0.013194 | 0.0096443 | 0.0098697 | 0.010098 | 0.011078 | 0.010437 | 0.010472 | 0.010658 | 0.011096
| SPS1 | CH | Space and water heat boiler capacity in Residential sector¦Water heating¦Pellets¦Pellets boiler | GWth/yr. | 0.011241 | 0.013221 | 0.013198 | 0.013194 | 0.0096443 | 0.0098697 | 0.010098 | 0.011078 | 0.010437 | 0.010472 | 0.010658 | 0.011096
| SPS1 | CH | Space and water heat boiler capacity in Residential sector¦Water heating¦Solar | GWth/yr. | 0.25001 | 0.33271 | 0.33274 | 0.33321 | 0.16627 | 0.50219 | 0.84167 | 1.1405 | 0.72033 | 0.35741 | 0.42852 | 0.36532
| SPS1 | CH | Space and water heat boiler capacity in Residential sector¦Water heating¦Solar¦Solar thermal | GWth/yr. | 0.25001 | 0.33271 | 0.33274 | 0.33321 | 0.16627 | 0.50219 | 0.84167 | 1.1405 | 0.72033 | 0.35741 | 0.42852 | 0.36532
| SPS1 | CH | Space and water heat boiler capacity in Residential sector¦Water heating¦Hydrogen | GWth/yr. | 0 | 0 | 0 | 0 | 0 | 0 | 0 | 0 | 0 | 0 | 0 | 0
| SPS1 | CH | Space and water heat boiler capacity in Residential sector¦Water heating¦Hydrogen¦Hydrogen boiler | GWth/yr. | 0 | 0 | 0 | 0 | 0 | 0 | 0 | 0 | 0 | 0 | 0 | 0
| SPS1 | CH | Process and space heating capacity in industry sectors | GWth/yr. | 3.6051 | 3.7437 | 3.613 | 4.3437 | 3.9496 | 3.642 | 3.3066 | 3.0752 | 3.0584 | 3.2644 | 3.174 | 3.1427
| SPS1 | CH | Process and space heating capacity in industry sectors¦Electricity | GWth/yr. | 0.61671 | 0.8137 | 0.95462 | 1.6951 | 1.7817 | 1.8554 | 1.7613 | 1.9229 | 1.8762 | 1.8763 | 1.9408 | 1.9187
| SPS1 | CH | Process and space heating capacity in industry sectors¦Electricity¦Electric boiler | GWth/yr. | 0.55645 | 0.73659 | 0.7606 | 1.3686 | 1.36 | 1.3291 | 1.135 | 1.1608 | 1.1539 | 1.1554 | 1.2254 | 1.2029
| SPS1 | CH | Process and space heating capacity in industry sectors¦Electricity¦Heat pump electric | GWth/yr. | 0.060263 | 0.077115 | 0.19402 | 0.32655 | 0.4217 | 0.52633 | 0.62624 | 0.7621 | 0.72231 | 0.72089 | 0.71548 | 0.71583
| SPS1 | CH | Process and space heating capacity in industry sectors¦Oil | GWth/yr. | 0.48201 | 0.49359 | 0.38875 | 0.38688 | 0.25174 | 0.16573 | 0.09857 | 0.016124 | 0.017376 | 0.016321 | 0.015777 | 0.015525
| SPS1 | CH | Process and space heating capacity in industry sectors¦Oil¦Light fuel boiler | GWth/yr. | 0.37634 | 0.38779 | 0.38779 | 0.38666 | 0.25145 | 0.16519 | 0.098312 | 0.016124 | 0.017375 | 0.016321 | 0.015777 | 0.015525
| SPS1 | CH | Process and space heating capacity in industry sectors¦Oil¦Heavy fuel boiler | GWth/yr. | 0.10567 | 0.1058 | 0.0009594 | 0.00021172 | 0.00029579 | 0.00054646 | 0.00025833 | 3.1105e-08 | 2.4361e-08 | 3.0776e-08 | 2.7557e-08 | 3.9912e-08
| SPS1 | CH | Process and space heating capacity in industry sectors¦Gas | GWth/yr. | 1.5566 | 1.5587 | 1.5968 | 1.5816 | 0.66366 | 0.39094 | 0.24414 | 0.15716 | 0.062018 | 0.071521 | 0.059477 | 0.052406
| SPS1 | CH | Process and space heating capacity in industry sectors¦Gas¦Gas boiler | GWth/yr. | 1.5566 | 1.557 | 1.5935 | 1.5792 | 0.66019 | 0.38608 | 0.23959 | 0.15019 | 0.055964 | 0.06424 | 0.052618 | 0.044529
| SPS1 | CH | Process and space heating capacity in industry sectors¦Gas¦Heat pump gas | GWth/yr. | 0 | 0.0017034 | 0.0033072 | 0.0023776 | 0.003466 | 0.0048595 | 0.0045552 | 0.0069693 | 0.0060532 | 0.0072813 | 0.0068588 | 0.0078767
| SPS1 | CH | Process and space heating capacity in industry sectors¦Gas¦Biogas boiler | GWth/yr. | 0.017014 | 0.031805 | 0.062855 | 0.1714 | 0.18439 | 0.24772 | 0.21009 | 0.22978 | 0.2352 | 0.21881 | 0.22068 | 0.22312
| SPS1 | CH | Process and space heating capacity in industry sectors¦Coal | GWth/yr. | 0.26172 | 0.17883 | 0.0020427 | 0.00016403 | 0.00021346 | 0.00044377 | 0.00022147 | 2.2016e-06 | 3.7693e-06 | 4.9563e-06 | 4.9775e-06 | 7.7025e-06
| SPS1 | CH | Process and space heating capacity in industry sectors¦Coal¦Coal boiler | GWth/yr. | 0.26172 | 0.17883 | 0.0020427 | 0.00016403 | 0.00021346 | 0.00044377 | 0.00022147 | 2.2016e-06 | 3.7693e-06 | 4.9563e-06 | 4.9775e-06 | 7.7025e-06
| SPS1 | CH | Process and space heating capacity in industry sectors¦Wood | GWth/yr. | 0.28883 | 0.34377 | 0.34392 | 0.37775 | 0.40495 | 0.40477 | 0.37718 | 0.36676 | 0.32398 | 0.44173 | 0.32346 | 0.32448
| SPS1 | CH | Process and space heating capacity in industry sectors¦Wood¦Wood boiler | GWth/yr. | 0.28883 | 0.34377 | 0.34392 | 0.37775 | 0.40495 | 0.40477 | 0.37718 | 0.36676 | 0.32398 | 0.44173 | 0.32346 | 0.32448
| SPS1 | CH | Process and space heating capacity in industry sectors¦Pellets | GWth/yr. | 0.029861 | 0.038243 | 0.038477 | 0.041972 | 0.043326 | 0.042657 | 0.044775 | 0.044395 | 0.044276 | 0.042026 | 0.041829 | 0.036213
| SPS1 | CH | Process and space heating capacity in industry sectors¦Pellets¦Pellet boiler | GWth/yr. | 0.029861 | 0.038243 | 0.038477 | 0.041972 | 0.043326 | 0.042657 | 0.044775 | 0.044395 | 0.044276 | 0.042026 | 0.041829 | 0.036213
| SPS1 | CH | Process and space heating capacity in industry sectors¦Wastes | GWth/yr. | 0.35955 | 0.30419 | 0.27575 | 0.24755 | 0.21909 | 0.19516 | 0.19526 | 0.0030177 | 0.00055488 | 0.00048293 | 0.00019186 | 9.5444e-05
| SPS1 | CH | Process and space heating capacity in industry sectors¦Wastes¦Wastes boiler | GWth/yr. | 0.35955 | 0.30419 | 0.27575 | 0.24755 | 0.21909 | 0.19516 | 0.19526 | 0.0030177 | 0.00055488 | 0.00048293 | 0.00019186 | 9.5444e-05
| SPS1 | CH | Process and space heating capacity in industry sectors¦Solar | GWth/yr. | 0.0098215 | 0.012617 | 0.01262 | 0.012625 | 0.012627 | 0.013078 | 0.013466 | 0.013475 | 0.013477 | 0.01348 | 0.013486 | 0.013513
| SPS1 | CH | Process and space heating capacity in industry sectors¦Solar¦Solar thermal | GWth/yr. | 0.0098215 | 0.012617 | 0.01262 | 0.012625 | 0.012627 | 0.013078 | 0.013466 | 0.013475 | 0.013477 | 0.01348 | 0.013486 | 0.013513
| SPS1 | CH | Process and space heating capacity in industry sectors¦Hydrogen | GWth/yr. | 0 | 0 | 0 | 0 | 0.5723 | 0.5738 | 0.57176 | 0.55138 | 0.72055 | 0.80252 | 0.7789 | 0.78174
| SPS1 | CH | Process and space heating capacity in industry sectors¦Hydrogen¦Hydrogen boiler | GWth/yr. | 0 | 0 | 0 | 0 | 0.5723 | 0.5738 | 0.57176 | 0.55138 | 0.72055 | 0.80252 | 0.7789 | 0.78174
| SPS1 | CH | Space water and process heat boiler capacity in Services sectors | GWth/yr. | 6.1444 | 5.9917 | 6.1425 | 6.1903 | 4.3865 | 4.6674 | 4.6179 | 4.3025 | 4.2126 | 4.2091 | 4.2658 | 4.5485
| SPS1 | CH | Space water and process heat boiler capacity in Services sectors¦Electricity | GWth/yr. | 0.61562 | 0.43099 | 0.58154 | 0.5979 | 0.59285 | 0.60922 | 0.59637 | 1.2594 | 1.409 | 1.5018 | 1.591 | 1.8113
| SPS1 | CH | Space water and process heat boiler capacity in Services sectors¦Electricity¦Electric boiler | GWth/yr. | 0.18501 | 0.00036897 | 0.15092 | 0.16728 | 0.16705 | 0.1534 | 0.10863 | 0.082019 | 0.13212 | 0.16282 | 0.12521 | 0.085694
| SPS1 | CH | Space water and process heat boiler capacity in Services sectors¦Electricity¦Heat pump electric | GWth/yr. | 0.43062 | 0.43062 | 0.43061 | 0.43062 | 0.4258 | 0.45582 | 0.48774 | 1.1773 | 1.2768 | 1.339 | 1.4658 | 1.7256
| SPS1 | CH | Space water and process heat boiler capacity in Services sectors¦Oil | GWth/yr. | 1.9286 | 1.9281 | 1.9279 | 1.9276 | 0.57176 | 0.3887 | 0.28696 | 0.10885 | 0.10881 | 0.10866 | 0.10864 | 0.10862
| SPS1 | CH | Space water and process heat boiler capacity in Services sectors¦Oil¦Light fuel boiler | GWth/yr. | 1.9286 | 1.9281 | 1.9279 | 1.9276 | 0.57176 | 0.3887 | 0.28696 | 0.10885 | 0.10881 | 0.10866 | 0.10864 | 0.10862
| SPS1 | CH | Space water and process heat boiler capacity in Services sectors¦Gas | GWth/yr. | 2.88 | 2.8801 | 2.8807 | 2.8807 | 1.8818 | 1.9524 | 1.2718 | 1.0201 | 1.0126 | 1.0531 | 1.105 | 1.1087
| SPS1 | CH | Space water and process heat boiler capacity in Services sectors¦Gas¦Gas boiler | GWth/yr. | 2.7747 | 2.7744 | 2.7742 | 2.7742 | 1.7097 | 1.6432 | 0.96267 | 0.73436 | 0.74656 | 0.70719 | 0.73699 | 0.74324
| SPS1 | CH | Space water and process heat boiler capacity in Services sectors¦Gas¦Heat pump gas | GWth/yr. | 5.472e-06 | 0.00028075 | 0.0010089 | 0.0010434 | 0.0091704 | 0.017635 | 0.01753 | 0.024242 | 0.016508 | 0.03815 | 0.027292 | 0.026705
| SPS1 | CH | Space water and process heat boiler capacity in Services sectors¦Gas¦Biogas boiler | GWth/yr. | 0.10536 | 0.10544 | 0.1054 | 0.10539 | 0.16294 | 0.29157 | 0.2916 | 0.26146 | 0.24952 | 0.3078 | 0.34073 | 0.33872
| SPS1 | CH | Space water and process heat boiler capacity in Services sectors¦Wood | GWth/yr. | 0.47843 | 0.47844 | 0.47842 | 0.47833 | 0.60721 | 0.65283 | 1.2557 | 0.62265 | 0.32312 | 0.18627 | 0.061336 | 0.094823
| SPS1 | CH | Space water and process heat boiler capacity in Services sectors¦Wood¦Wood boiler | GWth/yr. | 0.47843 | 0.47844 | 0.47842 | 0.47833 | 0.60721 | 0.65283 | 1.2557 | 0.62265 | 0.32312 | 0.18627 | 0.061336 | 0.094823
| SPS1 | CH | Space water and process heat boiler capacity in Services sectors¦Pellets | GWth/yr. | 0.15052 | 0.17394 | 0.17394 | 0.17394 | 0.1729 | 0.18346 | 0.18357 | 0.26067 | 0.20869 | 0.19924 | 0.23541 | 0.27182
| SPS1 | CH | Space water and process heat boiler capacity in Services sectors¦Pellets¦Pellet boiler | GWth/yr. | 0.15052 | 0.17394 | 0.17394 | 0.17394 | 0.1729 | 0.18346 | 0.18357 | 0.26067 | 0.20869 | 0.19924 | 0.23541 | 0.27182
| SPS1 | CH | Space water and process heat boiler capacity in Services sectors¦Solar | GWth/yr. | 0.091152 | 0.10009 | 0.10013 | 0.10018 | 0.52564 | 0.83536 | 1.0052 | 1.0052 | 1.0052 | 1.0052 | 1.0052 | 1.0052
| SPS1 | CH | Space water and process heat boiler capacity in Services sectors¦Solar¦Solar thermal | GWth/yr. | 0.091152 | 0.10009 | 0.10013 | 0.10018 | 0.52564 | 0.83536 | 1.0052 | 1.0052 | 1.0052 | 1.0052 | 1.0052 | 1.0052
| SPS1 | CH | Space water and process heat boiler capacity in Services sectors¦Hydrogen | GWth/yr. | 0 | 0 | 0 | 0.031619 | 0.034248 | 0.045463 | 0.018268 | 0.025659 | 0.14521 | 0.15474 | 0.15916 | 0.14809
| SPS1 | CH | Space water and process heat boiler capacity in Services sectors¦Hydrogen¦Hydrogen boiler | GWth/yr. | 0 | 0 | 0 | 0.031619 | 0.034248 | 0.045463 | 0.018268 | 0.025659 | 0.14521 | 0.15474 | 0.15916 | 0.14809
| SPS1 | CH | Cars stock | Million | 4.674 | 4.7833 | 4.9797 | 5.2131 | 5.3806 | 5.548 | 5.6519 | 5.7564 | 6.053 | 6.1875 | 6.3331 | 6.5003
| SPS1 | CH | Cars stock¦Electricity¦Existing battery electric cars | Million | 0.042038 | 0.036272 | 0.027151 | 0.014003 | 0 | 0 | 0 | 0 | 0 | 0 | 0 | 0
| SPS1 | CH | Cars stock¦Electricity¦New battery electric cars (<60kW) | Million | 0.0016339 | 0.0028168 | 0.001814 | 0.16535 | 0.30224 | 0.35194 | 0.36173 | 0.36858 | 0.36242 | 0.36596 | 0.36455 | 0.3635
| SPS1 | CH | Cars stock¦Electricity¦New battery electric cars (60-100 kW) | Million | 0.0074367 | 0.012903 | 0.013183 | 0.30062 | 1.4644 | 1.7888 | 1.9114 | 1.8949 | 1.8881 | 1.8865 | 1.8822 | 1.8829
| SPS1 | CH | Cars stock¦Electricity¦New battery electric cars (100-140 kW) | Million | 0.0043967 | 0.009953 | 0.27205 | 0.23943 | 0.27454 | 0.57786 | 0.53912 | 0.96844 | 1.0557 | 1.3149 | 2.2728 | 1.9289
| SPS1 | CH | Cars stock¦Electricity¦New battery electric cars (>140 kW) | Million | 0.015408 | 0.09832 | 0.10695 | 0.95453 | 1.5915 | 1.8984 | 1.9739 | 2.1592 | 2.3269 | 2.1863 | 1.397 | 1.9259
| SPS1 | CH | Cars stock¦Electricity¦New plug-in hybrid gasoline (<60 kW) | Million | 2.5932e-05 | 0.00044026 | 0.00060331 | 0.00085991 | 0.0010243 | 0.00063988 | 0.00060382 | 0.00024965 | 0.0017905 | 0.0031046 | 0.0037361 | 0.004588
| SPS1 | CH | Cars stock¦Electricity¦New plug-in hybrid gasoline (60-100 kW) | Million | 0.004886 | 0.0076022 | 0.0074922 | 0.022482 | 0.015213 | 0.0085798 | 0.001254 | 0.00065098 | 0.004017 | 0.0041736 | 0.0034456 | 0.0017947
| SPS1 | CH | Cars stock¦Electricity¦New plug-in hybrid gasoline (100-140 kW) | Million | 0.0040687 | 0.012813 | 0.080227 | 0.19646 | 0.57856 | 0.44996 | 0.46908 | 0.17217 | 0.1153 | 0.0063149 | 0.0057945 | 0.003551
| SPS1 | CH | Cars stock¦Electricity¦New plug-in hybrid gasoline (>140 kW) | Million | 0.0072627 | 0.013005 | 0.013361 | 0.017583 | 0.0092868 | 0.0044712 | 0.0018085 | 0.00089137 | 0.11475 | 0.24316 | 0.23337 | 0.22539
| SPS1 | CH | Cars stock¦Electricity¦New plug-in hybrid diesel (<60 kW) | Million | 1.5083e-06 | 0.00046621 | 0.00060285 | 0.0011328 | 0.0012177 | 0.00074455 | 0.0038358 | 0.0030848 | 0.0065215 | 0.0003962 | 0.00018776 | 0.00018049
| SPS1 | CH | Cars stock¦Electricity¦New plug-in hybrid diesel (60-100 kW) | Million | 2.5773e-07 | 0.00021895 | 0.00039541 | 0.2258 | 0.18477 | 0.10872 | 0.0092919 | 0.0076691 | 0.0052001 | 0.00034298 | 0.00030266 | 0.00019626
| SPS1 | CH | Cars stock¦Electricity¦New plug-in hybrid diesel (100-140 kW) | Million | 4.0699e-06 | 0.028124 | 0.065832 | 0.058539 | 0.30611 | 0.24716 | 0.22756 | 0.048523 | 0.031472 | 0.00042377 | 0.0003737 | 0.00023372
| SPS1 | CH | Cars stock¦Electricity¦New plug-in hybrid diesel (>140 kW) | Million | 0.00025904 | 0.0019459 | 0.0029291 | 0.074815 | 0.061577 | 0.036062 | 0.15231 | 0.13204 | 0.14082 | 0.17582 | 0.16936 | 0.16312
| SPS1 | CH | Cars stock¦Hydrogen¦New fuel cell cars (<60 kW) | Million | 0 | 2.4884e-05 | 3.3685e-05 | 6.4886e-07 | 1.9613e-06 | 2.7189e-06 | 2.4125e-06 | 2.2871e-06 | 2.2609e-06 | 2.0947e-06 | 2.4602e-06 | 3.2018e-06
| SPS1 | CH | Cars stock¦Hydrogen¦New fuel cell cars (60-100 kW) | Million | 6.3207e-06 | 1.6126e-05 | 2.035e-05 | 5.0818e-06 | 5.3471e-06 | 5.2891e-06 | 5.2873e-06 | 5.2081e-06 | 5.1591e-06 | 5.2024e-06 | 5.5039e-06 | 6.5614e-06
| SPS1 | CH | Cars stock¦Hydrogen¦New fuel cell cars (100-140 kW) | Million | 5.3646e-05 | 0.00011591 | 0.00011403 | 8.3107e-06 | 6.3084e-06 | 5.4918e-06 | 5.6369e-06 | 5.7729e-06 | 5.7913e-06 | 5.8336e-06 | 6.082e-06 | 7.0913e-06
| SPS1 | CH | Cars stock¦Hydrogen¦New fuel cell cars (>140 kW) | Million | 0 | 1.1752e-05 | 1.6211e-05 | 4.5729e-06 | 5.2904e-06 | 5.2499e-06 | 5.3292e-06 | 5.3255e-06 | 5.3043e-06 | 5.3017e-06 | 5.6069e-06 | 6.5671e-06
| SPS1 | CH | Cars stock¦Motor Gasoline¦Total¦Conventional gasoline hybrid existing | Million | 0.065793 | 0.057063 | 0.043585 | 0.021947 | 0 | 0 | 0 | 0 | 0 | 0 | 0 | 0
| SPS1 | CH | Cars stock¦Motor Gasoline¦Total¦New conventional gasoline hybrid (<60 kW) | Million | 0.0056689 | 0.006691 | 0.0056355 | 0.0052175 | 0.00086475 | 0.00025577 | 0 | 0 | 0 | 0 | 0 | 0
| SPS1 | CH | Cars stock¦Motor Gasoline¦Total¦New conventional gasoline hybrid (60-100 kW) | Million | 0.017227 | 0.051892 | 0.14126 | 0.12065 | 0.067511 | 0.009365 | 0 | 0 | 0 | 0 | 0 | 0
| SPS1 | CH | Cars stock¦Motor Gasoline¦Total¦New conventional gasoline hybrid (100-140 kW) | Million | 0.014249 | 0.19555 | 0.18621 | 0.15018 | 0.048972 | 0.00021585 | 0 | 0 | 0 | 0 | 0 | 0
| SPS1 | CH | Cars stock¦Motor Gasoline¦Total¦New conventional gasoline hybrid (>140 kW) | Million | 0.0083198 | 0.014337 | 0.013941 | 0.011976 | 0.002453 | 0.00016695 | 0 | 0 | 0 | 0 | 0 | 0
| SPS1 | CH | Cars stock¦Motor Gasoline¦Total¦Conventional gasoline ICE existing | Million | 2.4925 | 2.1589 | 1.5315 | 0.83143 | 0 | 0 | 0 | 0 | 0 | 0 | 0 | 0
| SPS1 | CH | Cars stock¦Motor Gasoline¦Total¦New conventional gasoline ICE (<60 kW) | Million | 0.036542 | 0.063571 | 0.12066 | 0.10036 | 0.044831 | 0.0061256 | 0 | 0 | 0 | 0 | 0 | 0
| SPS1 | CH | Cars stock¦Motor Gasoline¦Total¦New conventional gasoline ICE (60-100 kW) | Million | 0.21743 | 0.24371 | 0.33279 | 0.27139 | 0.068436 | 0.0093914 | 0 | 0 | 0 | 0 | 0 | 0
| SPS1 | CH | Cars stock¦Motor Gasoline¦Total¦New conventional gasoline ICE (100-140 kW) | Million | 0.18201 | 0.20394 | 0.38284 | 0.32321 | 0.12341 | 0.018324 | 0 | 0 | 0 | 0 | 0 | 0
| SPS1 | CH | Cars stock¦Motor Gasoline¦Total¦New conventional gasoline ICE (>140 kW) | Million | 0.15708 | 0.1794 | 0.3166 | 0.26547 | 0.097011 | 0.014273 | 0 | 0 | 0 | 0 | 0 | 0
| SPS1 | CH | Cars stock¦Motor Gasoline¦Total¦New mild hybrid gasoline (<60 kW) | Million | 0 | 3.1976e-05 | 7.2136e-05 | 0.00028866 | 0.00022012 | 0.0001132 | 0 | 0 | 0 | 0 | 0 | 0
| SPS1 | CH | Cars stock¦Motor Gasoline¦Total¦New mild hybrid gasoline (60-100 kW) | Million | 0 | 2.1677e-05 | 5.7395e-05 | 0.00019597 | 0.00014869 | 7.4154e-05 | 0 | 0 | 0 | 0 | 0 | 0
| SPS1 | CH | Cars stock¦Motor Gasoline¦Total¦New mild hybrid gasoline (100-140 kW) | Million | 0 | 2.1599e-05 | 5.7271e-05 | 0.00013891 | 0.0001022 | 4.6865e-05 | 0 | 0 | 0 | 0 | 0 | 0
| SPS1 | CH | Cars stock¦Motor Gasoline¦Total¦New mild hybrid gasoline (>140 kW) | Million | 0 | 2.7077e-05 | 7.5818e-05 | 0.00026795 | 0.00020423 | 0.0001024 | 0 | 0 | 0 | 0 | 0 | 0
| SPS1 | CH | Cars stock¦Motor Diesel¦Total¦Conventional diesel hybrid existing | Million | 0 | 0 | 0 | 0 | 0 | 0 | 0 | 0 | 0 | 0 | 0 | 0
| SPS1 | CH | Cars stock¦Motor Diesel¦Total¦New conventional diesel hybrid (<60 kW) | Million | 1.5879e-06 | 0.00020332 | 0.00033174 | 0.00096757 | 0.00070323 | 0.00034487 | 0 | 0 | 0 | 0 | 0 | 0
| SPS1 | CH | Cars stock¦Motor Diesel¦Total¦New conventional diesel hybrid (60-100 kW) | Million | 0.00025979 | 0.096759 | 0.2408 | 0.20505 | 0.11909 | 0.015154 | 0 | 0 | 0 | 0 | 0 | 0
| SPS1 | CH | Cars stock¦Motor Diesel¦Total¦New conventional diesel hybrid (100-140 kW) | Million | 0.0018564 | 0.0039725 | 0.0040143 | 0.0033388 | 0.00093914 | 8.566e-05 | 0 | 0 | 0 | 0 | 0 | 0
| SPS1 | CH | Cars stock¦Motor Diesel¦Total¦New conventional diesel hybrid (>140 kW) | Million | 0.0037729 | 0.0091449 | 0.0090252 | 0.0077083 | 0.0019385 | 0.00010015 | 0 | 0 | 0 | 0 | 0 | 0
| SPS1 | CH | Cars stock¦Motor Diesel¦Total¦Conventional diesel ICE existing | Million | 1.0586 | 0.91828 | 0.70636 | 0.35318 | 0 | 0 | 0 | 0 | 0 | 0 | 0 | 0
| SPS1 | CH | Cars stock¦Motor Diesel¦Total¦New conventional diesel ICE (<60 kW) | Million | 0.00044464 | 0.0058674 | 0.0057284 | 0.0047725 | 0.0016902 | 0.00011608 | 0 | 0 | 0 | 0 | 0 | 0
| SPS1 | CH | Cars stock¦Motor Diesel¦Total¦New conventional diesel ICE (60-100 kW) | Million | 0.06457 | 0.068626 | 0.068121 | 0.051769 | 0.0019619 | 6.4215e-05 | 0 | 0 | 0 | 0 | 0 | 0
| SPS1 | CH | Cars stock¦Motor Diesel¦Total¦New conventional diesel ICE (100-140 kW) | Million | 0.18324 | 0.19507 | 0.19312 | 0.15012 | 0.0057395 | 4.071e-05 | 0 | 0 | 0 | 0 | 0 | 0
| SPS1 | CH | Cars stock¦Motor Diesel¦Total¦New conventional diesel ICE (>140 kW) | Million | 0.071262 | 0.079364 | 0.078266 | 0.061163 | 0.0034436 | 3.1518e-05 | 0 | 0 | 0 | 0 | 0 | 0
| SPS1 | CH | Cars stock¦Motor Diesel¦Total¦New mild hybrid diesel (<60 kW) | Million | 0 | 2.7512e-05 | 5.6847e-05 | 0.00028884 | 0.00022286 | 0.00011847 | 0 | 0 | 0 | 0 | 0 | 0
| SPS1 | CH | Cars stock¦Motor Diesel¦Total¦New mild hybrid diesel (60-100 kW) | Million | 0 | 1.9338e-05 | 4.626e-05 | 0.00016039 | 0.00012132 | 6.0825e-05 | 0 | 0 | 0 | 0 | 0 | 0
| SPS1 | CH | Cars stock¦Motor Diesel¦Total¦New mild hybrid diesel (100-140 kW) | Million | 0 | 1.9103e-05 | 4.5435e-05 | 0.00011171 | 8.1772e-05 | 3.7783e-05 | 0 | 0 | 0 | 0 | 0 | 0
| SPS1 | CH | Cars stock¦Motor Diesel¦Total¦New mild hybrid diesel (>140 kW) | Million | 0 | 1.6632e-05 | 3.9e-05 | 9.4215e-05 | 6.8766e-05 | 3.1618e-05 | 0 | 0 | 0 | 0 | 0 | 0
| SPS1 | CH | Cars stock¦Gas¦Conventional gas ICE existing | Million | 0 | 0 | 0 | 0 | 0 | 0 | 0 | 0 | 0 | 0 | 0 | 0
| SPS1 | CH | Cars stock¦Gas¦New conventionalgas ICE (<60 kW) | Million | 0.00025627 | 0.00016949 | 0.00025747 | 8.6441e-06 | 8.9571e-07 | -2.8845e-07 | 0 | 0 | 0 | 0 | 0 | 0
| SPS1 | CH | Cars stock¦Gas¦New conventional gas ICE (60-100 kW) | Million | 0.0026902 | 0.0028323 | 0.002807 | -1.8782e-06 | -1.2965e-06 | -5.3455e-07 | 0 | 0 | 0 | 0 | 0 | 0
| SPS1 | CH | Cars stock¦Gas¦New conventional gas ICE (100-140 kW) | Million | 0.00015112 | 0.0001643 | 0.00018908 | 1.1158e-05 | 9.7951e-07 | -5.1544e-07 | 0 | 0 | 0 | 0 | 0 | 0
| SPS1 | CH | Cars stock¦Gas¦New conventional gas ICE (>140 kW) | Million | 0.0026074 | 0.0025387 | 0.0024508 | -1.5907e-06 | -1.3475e-06 | -5.6435e-07 | 0 | 0 | 0 | 0 | 0 | 0
| SPS1 | CH | Urban buses stock | Thousand | 5.7259 | 5.6851 | 5.8443 | 6.5761 | 6.8469 | 7.2471 | 7.4726 | 7.713 | 7.9956 | 8.2328 | 8.4606 | 8.6792
| SPS1 | CH | Urban buses stock¦Electricity¦Existing electric urban buses | Thousand | 0.037771 | 0.030232 | 0.018895 | 0 | 0 | 0 | 0 | 0 | 0 | 0 | 0 | 0
| SPS1 | CH | Urban buses stock¦Electricity¦New electric urban buses (Mini) | Thousand | 3.0239e-05 | 0.062485 | 1.1982 | 2.5418 | 2.6281 | 2.8508 | 2.9226 | 3.0047 | 3.1591 | 3.2527 | 3.3314 | 3.3618
| SPS1 | CH | Urban buses stock¦Electricity¦New electric urban buses (Midi) | Thousand | 0.0079043 | 0.022991 | 0.43231 | 0.7496 | 0.78743 | 0.81985 | 0.84914 | 0.87998 | 0.90269 | 0.93206 | 0.95721 | 0.99686
| SPS1 | CH | Urban buses stock¦Electricity¦New electric urban buses (Maxi) | Thousand | 0.034467 | 0.056787 | 1.8902 | 3.2773 | 3.4262 | 3.5715 | 3.6965 | 3.8224 | 3.9286 | 4.0413 | 4.1644 | 4.3086
| SPS1 | CH | Urban buses stock¦Electricity¦New electric urban buses (Mega) | Thousand | 0.00042335 | 0.0019697 | 0.0033817 | 0.0018458 | 0.0032877 | 0.003502 | 0.0037672 | 0.0056992 | 0.0048137 | 0.0061895 | 0.0069886 | 0.011404
| SPS1 | CH | Urban buses stock¦Hydrogen¦New fuel cell urban buses (Mini) | Thousand | 0 | 0 | 0 | 0.00022197 | 0.0001885 | 0.00017652 | 0.00017463 | 0.00017744 | 0.00014502 | 0.00015208 | 0.00015718 | 0.00016538
| SPS1 | CH | Urban buses stock¦Hydrogen¦New fuel cell urban buses (Midi) | Thousand | 0 | 0 | 0 | 0.00012279 | 0.00010893 | 9.5866e-05 | 8.4966e-05 | 0.00011732 | 0.00010008 | 0.00011253 | 0.00012457 | 0.00013857
| SPS1 | CH | Urban buses stock¦Hydrogen¦New fuel cell urban buses (Maxi) | Thousand | 0 | 0 | 0 | 0.00028323 | 0.000253 | 0.00019736 | 0.00019644 | 0.00020963 | 0.00025953 | 0.00023572 | 0.00022076 | 0.0002169
| SPS1 | CH | Urban buses stock¦Hydrogen¦New fuel cell urban buses (Mega) | Thousand | 0 | 0 | 0 | 0 | 0 | 0 | 0 | 0 | 0 | 4.6298e-06 | 7.3419e-06 | 2.8681e-05
| SPS1 | CH | Urban buses stock¦Motor Diesel¦Total¦New conventional hybrid diesel urban buses (Mini) | Thousand | 0 | 0.38037 | 0.00071227 | -0.00011658 | -0.0002661 | -0.00025278 | -0.00021672 | -0.00022138 | 0 | 0 | 0 | 0
| SPS1 | CH | Urban buses stock¦Motor Diesel¦Total¦New conventional hybrid diesel urban buses (Midi) | Thousand | 0 | 0.00061047 | 0.00032814 | 0.00015351 | 0 | 0 | 0 | 0 | 0 | 0 | 0 | 0
| SPS1 | CH | Urban buses stock¦Motor Diesel¦Total¦New conventional hybrid diesel urban buses (Maxi) | Thousand | 0 | 0.0012701 | 0.00083706 | 0.00096061 | 0 | 0 | 0 | 0 | 0 | 0 | 0 | 0
| SPS1 | CH | Urban buses stock¦Motor Diesel¦Total¦New conventional hybrid diesel urban buses (Mega) | Thousand | 0 | 0 | 0 | 0 | 0.00015585 | 0.00014448 | 3.4544e-05 | 0 | 0 | 0 | 0 | 0
| SPS1 | CH | Urban buses stock¦Motor Diesel¦Total¦Existing ICE diesel urban buses | Thousand | 4.5678 | 3.6543 | 2.2837 | 0 | 0 | 0 | 0 | 0 | 0 | 0 | 0 | 0
| SPS1 | CH | Urban buses stock¦Motor Diesel¦Total¦New conventional ICE diesel urban buses (Mini) | Thousand | 0.00070464 | 0.20464 | 0.0010477 | -0.00011967 | -0.00022627 | -0.00022317 | -0.00016327 | -0.00020703 | 0 | 0 | 0 | 0
| SPS1 | CH | Urban buses stock¦Motor Diesel¦Total¦New conventional ICE diesel urban buses (Midi) | Thousand | 0.18145 | 0.21464 | 0.00072385 | 0.00079907 | 8.5888e-05 | 0 | 4.5599e-05 | 0 | 0 | 0 | 0 | 0
| SPS1 | CH | Urban buses stock¦Motor Diesel¦Total¦New conventional ICE diesel urban buses (Maxi) | Thousand | 0.80619 | 0.97576 | 0.0014726 | 0.0019505 | 0.00064992 | 0.00023776 | 0.00016493 | 0 | 0 | 0 | 0 | 0
| SPS1 | CH | Urban buses stock¦Motor Diesel¦Total¦New conventional ICE diesel urban buses (Mega) | Thousand | 0.005641 | 0 | 0 | 0 | 0.0007058 | 0.00073832 | 0.00019318 | 0 | 0 | 0 | 0 | 0
| SPS1 | CH | Urban buses stock¦Motor Gas¦Total¦Existing ICE Gas urban buses | Thousand | 0.083573 | 0.06686 | 0.010665 | 0 | 0 | 0 | 0 | 0 | 0 | 0 | 0 | 0
| SPS1 | CH | Urban buses stock¦Motor Gas¦Total¦New conventional ICE gas urban buses (Mini) | Thousand | 0 | 0.010784 | 9.7417e-05 | -0.00011965 | -0.000252 | -0.00021274 | -0.00016936 | -1.1527e-05 | 0 | 0 | 0 | 0
| SPS1 | CH | Urban buses stock¦Motor Gas¦Total¦New conventional ICE gas urban buses (Midi) | Thousand | 0 | 0.00041467 | 0.00024801 | 0.00011946 | -0.00011135 | -1.3991e-05 | 9.9613e-05 | 0.00016815 | 0 | 0 | 0 | 0
| SPS1 | CH | Urban buses stock¦Motor Gas¦Total¦New conventional ICE gas urban buses (Maxi) | Thousand | 0 | 0.00098344 | 0.0015034 | 0.0012375 | 0.00012648 | 0.00013118 | 5.5738e-05 | 0 | 0 | 0 | 0 | 0
| SPS1 | CH | Urban buses stock¦Motor Gas¦Total¦New conventional ICE gas urban buses (Mega) | Thousand | 0 | 0 | 0 | 0 | 0.0003704 | 0.00044361 | 0.00015827 | 0 | 0 | 0 | 0 | 0
| SPS1 | CH | Coaches stock | Thousand | 2.8563 | 2.8753 | 3.0903 | 3.1754 | 2.9694 | 2.9284 | 2.9408 | 2.9408 | 3.0345 | 3.1245 | 3.211 | 3.2939
| SPS1 | CH | Coaches stock¦Electricity¦Existing electric Coaches | Thousand | 0 | 0 | 0 | 0 | 0 | 0 | 0 | 0 | 0 | 0 | 0 | 0
| SPS1 | CH | Coaches stock¦Electricity¦New electric Coaches (Mini) | Thousand | 0.0033714 | 0.015949 | 0.6514 | 1.647 | 1.4405 | 1.4075 | 1.4158 | 1.4123 | 1.4578 | 1.4999 | 1.5409 | 1.5777
| SPS1 | CH | Coaches stock¦Electricity¦New electric Coaches (Midi) | Thousand | 0.010852 | 0.025876 | 0.91017 | 1.2527 | 1.2525 | 1.2508 | 1.2411 | 1.2423 | 1.2958 | 1.3342 | 1.3712 | 1.4066
| SPS1 | CH | Coaches stock¦Electricity¦New electric Coaches (Maxi) | Thousand | 0.0023027 | 0.0065859 | 0.013146 | 0.025421 | 0.23202 | 0.26635 | 0.2675 | 0.26851 | 0.27696 | 0.28523 | 0.29314 | 0.30074
| SPS1 | CH | Coaches stock¦Electricity¦New electric Coaches (Mega) | Thousand | 0 | 0.0009563 | 0.001852 | 0.00081949 | 0.0018933 | 0.0021936 | 0.0024728 | 0.0037243 | 0.0033566 | 0.0046258 | 0.0051527 | 0.0082505
| SPS1 | CH | Coaches stock¦Hydrogen¦New fuel cell Coaches (Mini) | Thousand | 0 | 0 | 0 | 0.00023669 | 0.00012611 | 0.0001358 | 0.00018616 | 0.00020938 | 0.00017478 | 0.00018015 | 0.00017663 | 0.00017519
| SPS1 | CH | Coaches stock¦Hydrogen¦New fuel cell Coaches (Midi) | Thousand | 0 | 0 | 0 | 0.00025524 | 0.00025502 | 0.00025943 | 0.00023178 | 0.00023986 | 0.00026039 | 0.00024729 | 0.00026562 | 0.00024621
| SPS1 | CH | Coaches stock¦Hydrogen¦New fuel cell Coaches (Maxi) | Thousand | 0 | 0 | 0 | 0.00019709 | 0.00022524 | 0.00012621 | 9.5153e-05 | 9.2157e-05 | 0.00010646 | 0.00011074 | 9.8289e-05 | 0.00012849
| SPS1 | CH | Coaches stock¦Hydrogen¦New fuel cell Coaches (Mega) | Thousand | 0 | 0 | 0 | 0 | 0 | 0 | 0 | 0 | 0 | 3.279e-06 | 5.051e-06 | 1.85e-05
| SPS1 | CH | Coaches stock¦Motor Diesel¦Total¦New conventional hybrid diesel Coaches (Mini) | Thousand | 0 | 0.47307 | 0.49011 | 2.5513e-05 | -0.00032982 | -0.00032237 | -0.00029941 | -0.00012354 | 0 | 0 | 0 | 0
| SPS1 | CH | Coaches stock¦Motor Diesel¦Total¦New conventional hybrid diesel Coaches (Midi) | Thousand | 0 | 0.0030709 | 0.0049038 | 0.0012886 | -0.00028118 | -0.00027415 | -0.00021712 | -6.2905e-05 | 0 | 0 | 0 | 0
| SPS1 | CH | Coaches stock¦Motor Diesel¦Total¦New conventional hybrid diesel Coaches (Maxi) | Thousand | 0 | 0.001446 | 0.012213 | 0.014189 | 4.399e-05 | -7.6387e-05 | -0.00010373 | 0 | 0 | 0 | 0 | 0
| SPS1 | CH | Coaches stock¦Motor Diesel¦Total¦New conventional hybrid diesel Coaches (Mega) | Thousand | 0 | 0 | 0 | 0 | 8.2603e-05 | 7.6966e-05 | 2.3983e-05 | 0 | 0 | 0 | 0 | 0
| SPS1 | CH | Coaches stock¦Motor Diesel¦Total¦Existing ICE diesel Coaches | Thousand | 1.3033 | 1.0427 | 0.65166 | 0 | 0 | 0 | 0 | 0 | 0 | 0 | 0 | 0
| SPS1 | CH | Coaches stock¦Motor Diesel¦Total¦New conventional ICE diesel Coaches (Mini) | Thousand | 0.30579 | 0.37582 | 0.061986 | 0.00029523 | 0 | 0 | 0 | 0 | 0 | 0 | 0 | 0
| SPS1 | CH | Coaches stock¦Motor Diesel¦Total¦New conventional ICE diesel Coaches (Midi) | Thousand | 0.9878 | 0.73992 | 0.069696 | 0.0060775 | 0 | 0 | 0 | 6.1284e-05 | 0 | 0 | 0 | 0
| SPS1 | CH | Coaches stock¦Motor Diesel¦Total¦New conventional ICE diesel Coaches (Maxi) | Thousand | 0.19664 | 0.15493 | 0.12149 | 0.14389 | 0.041407 | 0.00059831 | 0.00037574 | 0 | 0 | 0 | 0 | 0
| SPS1 | CH | Coaches stock¦Motor Diesel¦Total¦New conventional ICE diesel Coaches (Mega) | Thousand | 0.016559 | 0 | 0 | 1.7539e-05 | 0.00064276 | 0.00069434 | 0.00019827 | 0 | 0 | 0 | 0 | 0
| SPS1 | CH | Coaches stock¦Motor Gas¦Total¦Existing ICE Gas Coaches | Thousand | 0.029721 | 0.023778 | 0.014845 | 0 | 0 | 0 | 0 | 0 | 0 | 0 | 0 | 0
| SPS1 | CH | Coaches stock¦Motor Gas¦Total¦New conventional ICE gas Coaches (Mini) | Thousand | 0 | 0.0077297 | 0.0011056 | -1.7458e-05 | -0.00032275 | -0.00030316 | -0.00015033 | 9.5655e-05 | 0 | 0 | 0 | 0
| SPS1 | CH | Coaches stock¦Motor Gas¦Total¦New conventional ICE gas Coaches (Midi) | Thousand | 0 | 0.0016822 | 0.0030973 | 0.00078931 | 0 | 0 | 0.013344 | 0.013507 | 0 | 0 | 0 | 0
| SPS1 | CH | Coaches stock¦Motor Gas¦Total¦New conventional ICE gas Coaches (Maxi) | Thousand | 0 | 0.00184 | 0.082608 | 0.082161 | 0.00030039 | 0.00024207 | 0.00011578 | 0 | 0 | 0 | 0 | 0
| SPS1 | CH | Coaches stock¦Motor Gas¦Total¦New conventional ICE gas Coaches (Mega) | Thousand | 0 | 0 | 0 | 0 | 0.00030944 | 0.00044005 | 0.0002049 | 0 | 0 | 0 | 0 | 0
| SPS1 | CH | Light duty vehicles stock | Thousand | 393.397 | 399.4003 | 407.078 | 419.8739 | 443.9136 | 470.624 | 502.056 | 536.766 | 556.4655 | 572.9187 | 588.771 | 603.9876
| SPS1 | CH | Light duty vehicles stock¦Electricity¦Existing electric light duty vehicles | Thousand | 1.9498 | 1.6899 | 1.3 | 0.64998 | 0 | 0 | 0 | 0 | 0 | 0 | 0 | 0
| SPS1 | CH | Light duty vehicles stock¦Electricity¦New electric light duty vehicles | Thousand | 1.6989 | 10.1038 | 182.3234 | 215.5246 | 406.6023 | 470.5864 | 502.0541 | 536.7641 | 556.4636 | 572.9169 | 588.769 | 603.9852
| SPS1 | CH | Light duty vehicles stock¦Hydrogen¦New fuel cell electric light duty vehicles | Thousand | 0 | 0.0069771 | 0.0089848 | 0.0020313 | 0.0019616 | 0.0018816 | 0.0018691 | 0.0018721 | 0.0018646 | 0.0018578 | 0.0019686 | 0.0023112
| SPS1 | CH | Light duty vehicles stock¦Motor Gasoline¦Total¦Existing gasoline light duty vehicles | Thousand | 39.8321 | 39.825 | 30.6325 | 15.3173 | 0 | 0 | 0 | 0 | 0 | 0 | 0 | 0
| SPS1 | CH | Light duty vehicles stock¦Motor Gasoline¦Total¦New gasoline light duty vehicles | Thousand | 12.4347 | 14.1808 | 8.0464 | 27.2437 | 21.8094 | 0.011461 | 0 | 0 | 0 | 0 | 0 | 0
| SPS1 | CH | Light duty vehicles stock¦Motor Diesel¦Total¦Existing ICE diesel light duty vehicles | Thousand | 228.6359 | 198.4605 | 76.331 | 76.331 | 0 | 0 | 0 | 0 | 0 | 0 | 0 | 0
| SPS1 | CH | Light duty vehicles stock¦Motor Diesel¦Total¦New ICE diesel light duty vehicles | Thousand | 106.1683 | 125.2216 | 98.8731 | 63.1397 | 0.23184 | 0.010908 | 0 | 0 | 0 | 0 | 0 | 0
| SPS1 | CH | Light duty vehicles stock¦Motor Diesel¦Total¦New hybrid diesel light duty vehicles | Thousand | 0 | 7.3423 | 7.4014 | 21.6667 | 15.2684 | 0.013267 | 0 | 0 | 0 | 0 | 0 | 0
| SPS1 | CH | Light duty vehicles stock¦Motor Gas¦Total¦New ICE Gas light duty vehicles | Thousand | 2.6774 | 2.5694 | 2.1613 | -0.0010719 | -0.00033586 | 0 | 0 | 0 | 0 | 0 | 0 | 0
| SPS1 | CH | Heavy duty vehicles stock | Thousand | 41.6373 | 42.3561 | 43.4965 | 45.3977 | 47.378 | 49.358 | 51.3633 | 53.3684 | 55.268 | 57.1941 | 59.2309 | 61.5499
| SPS1 | CH | Heavy duty vehicles stock¦Electricity¦Existing electric heavy duty vehicles | Thousand | 0 | 0 | 0 | 0 | 0 | 0 | 0 | 0 | 0 | 0 | 0 | 0
| SPS1 | CH | Heavy duty vehicles stock¦Electricity¦New electric heavy duty vehicles | Thousand | 0.051921 | 0.30109 | 40.0983 | 29.2202 | 9.1975 | 13.2972 | 47.25 | 53.3483 | 55.2623 | 57.1884 | 59.2252 | 61.543
| SPS1 | CH | Heavy duty vehicles stock¦Hydrogen¦New fuel cell electric heavy duty vehicles | Thousand | 0.01398 | 0.045331 | 0.046448 | 0.005796 | 0.0058087 | 0.0058756 | 0.0058022 | 0.0057374 | 0.0057165 | 0.0056861 | 0.0057504 | 0.0069037
| SPS1 | CH | Heavy duty vehicles stock¦Motor Gasoline¦Total¦Existing gasoline heavy duty vehicles | Thousand | 0 | 0 | 0 | 0 | 0 | 0 | 0 | 0 | 0 | 0 | 0 | 0
| SPS1 | CH | Heavy duty vehicles stock¦Motor Gasoline¦Total¦New gasoline heavy duty vehicles | Thousand | 0 | 0 | 0 | 0 | 0 | 0 | 0 | 0 | 0 | 0 | 0 | 0
| SPS1 | CH | Heavy duty vehicles stock¦Motor Diesel¦Total¦Existing ICE diesel heavy duty vehicles | Thousand | 29.6606 | 25.707 | 3.204 | 3.2041 | 0 | 0 | 0 | 0 | 0 | 0 | 0 | 0
| SPS1 | CH | Heavy duty vehicles stock¦Motor Diesel¦Total¦New ICE diesel heavy duty vehicles | Thousand | 11.7889 | 13.791 | 0.0072107 | 0.048526 | 0.020805 | 0.016481 | 0.0091674 | 0.0014753 | 0 | 0 | 0 | 0
| SPS1 | CH | Heavy duty vehicles stock¦Motor Diesel¦Total¦New hybrid diesel heavy duty vehicles | Thousand | 0 | 2.3898 | 0.018374 | 12.7965 | 38.0314 | 35.916 | 4.0594 | 0.0040825 | 0 | 0 | 0 | 0
| SPS1 | CH | Heavy duty vehicles stock¦Motor Gas¦Total¦New ICE Gas heavy duty vehicles | Thousand | 0.122 | 0.12199 | 0.12216 | 0.12255 | 0.12246 | 0.12243 | 0.03902 | 0.008773 | 0 | 0 | 0 | 0
| SPS1 | CH | Domestic hydrogen production capacity | GW-H2/yr. | 0.0012238 | 0.0014603 | 0.0015076 | 0.020816 | 0.50599 | 1.3876 | 2.1481 | 3.8302 | 3.4283 | 3.1987 | 3.239 | 3.1215
| SPS1 | CH | Domestic hydrogen production capacity¦Electricity | GW-H2/yr. | 0.0012238 | 0.0014603 | 0.0015076 | 0.020217 | 0.50331 | 1.385 | 2.1454 | 3.6565 | 3.2491 | 3.0004 | 2.928 | 2.8023
| SPS1 | CH | Domestic hydrogen production capacity¦Electricity¦PEM electrolysis small-medium scale | GW-H2/yr. | 0.0012238 | 0.0014603 | 0.0015076 | 0.020172 | 0.50321 | 1.032 | 1.739 | 3.2379 | 2.8322 | 2.5821 | 2.5097 | 2.3788
| SPS1 | CH | Domestic hydrogen production capacity¦Electricity¦PEM electrolysis large scale | GW-H2/yr. | 0 | 0 | 0 | 4.4869e-05 | 9.938e-05 | 0.34927 | 0.40116 | 0.41258 | 0.41251 | 0.41259 | 0.41256 | 0.41273
| SPS1 | CH | Domestic hydrogen production capacity¦Electricity¦SOEC electrolysis | GW-H2/yr. | 0 | 0 | 0 | 0 | 0 | 0.0036659 | 0.0052227 | 0.0059952 | 0.0043888 | 0.0057363 | 0.0056835 | 0.010788
| SPS1 | CH | Domestic hydrogen production capacity¦Gas | GW-H2/yr. | 0 | 0 | 0 | 5.8413e-06 | 1.2659e-05 | 2.6506e-05 | 3.9065e-05 | 0.001643 | 0.0016694 | 0.0023257 | 0.0023617 | 0.0048867
| SPS1 | CH | Domestic hydrogen production capacity¦Gas¦SMR-ATR Reforming | GW-H2/yr. | 0 | 0 | 0 | 5.8413e-06 | 1.2659e-05 | 1.8524e-05 | 2.9257e-05 | 0.0009259 | 0.00094603 | 0.0014177 | 0.0014381 | 0.0031845
| SPS1 | CH | Domestic hydrogen production capacity¦Gas¦SMR-ATR Reforming CCS | GW-H2/yr. | 0 | 0 | 0 | 0 | 0 | 7.9824e-06 | 9.8082e-06 | 0.00071714 | 0.00072341 | 0.00090805 | 0.00092362 | 0.0017022
| SPS1 | CH | Domestic hydrogen production capacity¦Wood | GW-H2/yr. | 0 | 0 | 0 | 0.00059321 | 0.0026676 | 0.0026675 | 0.0026714 | 0.17205 | 0.17755 | 0.19592 | 0.3087 | 0.31426
| SPS1 | CH | Domestic hydrogen production capacity¦Wood¦Gasification | GW-H2/yr. | 0 | 0 | 0 | 0.00059321 | 0.0026676 | 0.0026675 | 0.0026714 | 0.0010632 | 0.00051657 | 0.00048633 | 0.00048746 | 0.00092475
| SPS1 | CH | Domestic hydrogen production capacity¦Wood¦Gasification CCS | GW-H2/yr. | 0 | 0 | 0 | 0 | 0 | 0 | 0 | 0.17098 | 0.17703 | 0.19543 | 0.30821 | 0.31333
| SPS1 | CH | Other fuel synthesis capacity | GW-output/yr.
| SPS1 | CH | Other fuel synthesis capacity¦Domestic biodiesel production¦Wood¦Fischer Tropsch | GW-output/yr. | 0.062405 | 0.062393 | 0.00051922 | 0.00049059 | 0.00038302 | 0.00027716 | 0.00029567 | 0.00046973 | 0.00032117 | 0.0014583 | 0.0013016 | 0.0012956
| SPS1 | CH | Other fuel synthesis capacity¦Domestic biodiesel production¦Wood¦Fischer Tropsch CCS | GW-output/yr. | 0 | 0 | 0 | 0 | 0 | 0.00022486 | 0.00024307 | 0.22183 | 0.2218 | 0.22161 | 0.22161 | 0.2046
| SPS1 | CH | Other fuel synthesis capacity¦Domestic ethanol production¦Wood¦Ethanol reactor | GW-output/yr. | 0.010263 | 0.010267 | 0.040395 | 0.014634 | 0.00033716 | 0.00029073 | 0.00017928 | 0.00026706 | 0.00026663 | 0.00087028 | 0.00065683 | 0.00076048
| SPS1 | CH | Other fuel synthesis capacity¦Domestic ethanol production¦Wood¦Ethanol reactor with CCS | GW-output/yr. | 0 | 0 | 0 | 0 | 0 | 0.00010251 | 0.00020965 | 0.00030712 | 0.00034635 | 0.001239 | 0.0011358 | 0.0011073
| SPS1 | CH | Other fuel synthesis capacity¦Domestic biogas production¦Manure¦Fermentation | GW-output/yr. | 0.056887 | 0.16242 | 0.16243 | 0.16243 | 0.16251 | 0.16281 | 0.16663 | 0.31083 | 0.31078 | 0.31081 | 0.3108 | 0.31088
| SPS1 | CH | Other fuel synthesis capacity¦Domestic biogas production¦Wastes¦Renewable¦Gasification | GW-output/yr. | 0.21269 | 0.21715 | 0.21715 | 0.21925 | 0.2188 | 0.31764 | 0.34801 | 0.37188 | 0.40042 | 0.42755 | 0.43059 | 0.43079
| SPS1 | CH | Other fuel synthesis capacity¦Domestic biogas production¦Wastes¦Renewable¦Gasification CCS | GW-output/yr. | 0 | 0 | 0 | 0 | 0 | 0 | 0 | 0 | 0 | 0 | 0 | 0
| SPS1 | CH | Other fuel synthesis capacity¦Domestic biogas production¦Wastes¦Renewable¦Hydrothermal gasification | GW-output/yr. | 0 | 0 | 0 | 0 | 0 | 0.00022004 | 0.00028778 | 0.0039738 | 0.003763 | 0.0040644 | 0.0011455 | 0.0010611
| SPS1 | CH | Other fuel synthesis capacity¦Domestic biogas production¦Wastes¦Renewable¦Hydrothermal gasification CCS | GW-output/yr. | 0 | 0 | 0 | 0 | 0 | 4.1493e-05 | 9.131e-05 | 0.00042819 | 0.00020221 | 0.00043366 | 0.00038858 | 0.00043529
| SPS1 | CH | Other fuel synthesis capacity¦Domestic biogas production¦Wood¦Gasification | GW-output/yr. | 8.7786e-06 | 0.00017132 | 0.00017979 | 0.00018487 | 0.00029601 | 0.0002394 | 0.00021958 | 0.00034354 | 0.00027345 | 0.00041855 | 0.00037461 | 0.0010985
| SPS1 | CH | Other fuel synthesis capacity¦Domestic biogas production¦Wood¦Gasification CCS | GW-output/yr. | 0 | 0 | 0 | 0 | 0 | 0.00015789 | 0.00018824 | 0.00044747 | 0.00044585 | 0.0005729 | 0.00056635 | 0.0012501
| SPS1 | CH | Other fuel synthesis capacity¦Biomethane production from biogas upgrade | GW-output/yr. | 0.042429 | 0.11138 | 0.089345 | 0.088844 | 0.085524 | 0.092036 | 0.1246 | 0.24727 | 0.31539 | 0.3317 | 0.3317 | 0.33214
| SPS1 | CH | Other fuel synthesis capacity¦Domestic wood to pellet production¦Pellets | GW-output/yr. | 0.36007 | 0.40965 | 0.39457 | 0.39456 | 0.41704 | 0.43585 | 0.439 | 0.49957 | 0.43153 | 0.44456 | 0.43466 | 0.42818
| SPS1 | CH | Other fuel synthesis capacity¦Domestic PtG and PtL production¦PtG¦PtG gas | GW-output/yr. | 0 | 0 | 0 | 8.608e-06 | 3.2844e-05 | 0.14406 | 0.5779 | 1.5836 | 1.4399 | 1.4396 | 1.436 | 1.4065
| SPS1 | CH | Other fuel synthesis capacity¦Domestic PtG and PtL production¦PtL¦PtL Diesel | GW-output/yr. | 0 | 0 | 0 | 1.1778e-05 | 6.8018e-05 | 0.17275 | 0.17635 | 0.094491 | 0.081786 | 0.033585 | 0.030054 | 0.030228
| SPS1 | CH | Other fuel synthesis capacity¦Domestic PtG and PtL production¦PtL¦PtL Gasoline | GW-output/yr. | 0 | 0 | 0 | 1.134e-05 | 6.4811e-05 | 0.19044 | 0.19047 | 0.14693 | 0.027107 | 0.021606 | 0.021668 | 0.022055
| SPS1 | CH | Electricity generation capacity additions | GWe/yr. | 0.026786 | 1.3618 | 5.3382 | 3.844 | 12.0246 | 12.3121 | 13.7805 | 8.1247 | 10.0538 | 15.1056 | 14.382 | 8.22
| SPS1 | CH | Electricity generation capacity additions¦Nuclear Fuel | GWe/yr. | 0 | 1.2323 | 0.82028 | 0 | 0 | 0 | 0 | 0.050021 | 0.31071 | 0.18788 | 0.0038203 | 0
| SPS1 | CH | Electricity generation capacity additions¦Nuclear Fuel¦Nuclear power plants | GWe/yr. | 0 | 1.2323 | 0.82028 | 0 | 0 | 0 | 0 | 0.050021 | 0.31071 | 0.18788 | 0.0038203 | 0
| SPS1 | CH | Electricity generation capacity additions¦Hydro | GWe/yr. | 0 | 0.014753 | 0.30805 | 0.038097 | 0.30425 | 0.0013027 | 0.22499 | 0.00060318 | 4.5611e-05 | 0.0034337 | 6.7659e-05 | 0.0032005
| SPS1 | CH | Electricity generation capacity additions¦Hydro¦Hydro Large | GWe/yr. | 0 | 0.010762 | 0.038682 | 0.034943 | 0.30424 | 0.00059788 | 9.5725e-07 | 4.6176e-06 | 5.1655e-06 | 2.3429e-05 | 5.7148e-07 | 2.8225e-07
| SPS1 | CH | Electricity generation capacity additions¦Hydro¦Hydro Run of River | GWe/yr. | 0 | 0.0022918 | 0.26935 | 0.0031428 | 6.24e-06 | 2.9546e-05 | 0.22498 | 3.4317e-05 | 1.3059e-05 | 0.00049159 | 6.7088e-05 | 0.0032002
| SPS1 | CH | Electricity generation capacity additions¦Hydro¦Pump storage | GWe/yr. | 0 | 0.0016989 | 2.1117e-05 | 1.167e-05 | 1.2186e-05 | 0.00067532 | 5.4733e-06 | 0.00056425 | 2.7386e-05 | 0.0029187 | 0 | 0
| SPS1 | CH | Electricity generation capacity additions¦Oil | GWe/yr. | 0 | 0.019528 | 0.010602 | 0.040845 | 0.004589 | 0.0007659 | 0.00041217 | 0.00016405 | 0.0018565 | 0.0054549 | 0.0038914 | 0.0072223
| SPS1 | CH | Electricity generation capacity additions¦Oil¦Peak devices | GWe/yr. | 0 | 7.3589e-05 | 0.01058 | 0.040811 | 0.0044637 | 0.00015123 | 7.0971e-05 | 0.00010309 | 0.00014397 | 0.0039388 | 0.0029348 | 0.0029928
| SPS1 | CH | Electricity generation capacity additions¦Oil¦CHP Oil (for District Heating) | GWe/yr. | 0 | 2.138e-05 | 2.1998e-05 | 3.3891e-05 | 0.00012532 | 0.00061467 | 0.0003412 | 6.0956e-05 | 0.00010158 | 0.00087261 | 0.00022452 | 0.0013257
| SPS1 | CH | Electricity generation capacity additions¦Oil¦Industrial CHPs oil | GWe/yr. | 0 | 0.019433 | 0 | 0 | 0 | 0 | 0 | 0 | 0.001611 | 0.00064344 | 0.000732 | 0.0029039
| SPS1 | CH | Electricity generation capacity additions¦Gas | GWe/yr. | 0 | 0.071458 | 0.0089029 | 0.02641 | 0.083233 | 0.033372 | 0.014418 | 0.057929 | 0.2059 | 0.044597 | 0.082317 | 0.052704
| SPS1 | CH | Electricity generation capacity additions¦Gas¦Gas turbines combined cycle | GWe/yr. | 0 | 0 | 0 | 0 | 0 | 0.00034612 | 0.0006718 | 0.0011614 | 0.00099443 | 2.424e-05 | 0.0016981 | 0
| SPS1 | CH | Electricity generation capacity additions¦Gas¦Gas turbines open cycle | GWe/yr. | 0 | 0 | 0 | 0 | 0.0055723 | 5.1055e-05 | 0.00017627 | 0.005073 | 0.00051313 | 0.013765 | 0.0028639 | 0
| SPS1 | CH | Electricity generation capacity additions¦Gas¦Gas turbines combined cycle CCS | GWe/yr. | 0 | 0 | 0 | 0 | 0 | 0 | 0.00063909 | 0 | 0.10978 | 3.674e-05 | 0.00020264 | 0
| SPS1 | CH | Electricity generation capacity additions¦Gas¦CHP Gas (for District Heating) | GWe/yr. | 0 | 1.9543e-06 | 0 | 0 | 0 | 0 | 0 | 0 | 0 | 0 | 0 | 0
| SPS1 | CH | Electricity generation capacity additions¦Gas¦CHP Fuel Cell Gas (for District Heating) | GWe/yr. | 0 | 0 | 0 | 0 | 0 | 0 | 0 | 0 | 0 | 0 | 0 | 0
| SPS1 | CH | Electricity generation capacity additions¦Gas¦Industrial CHPs gas | GWe/yr. | 0 | 5.3841e-06 | 0.00014224 | 0.014175 | 0.032604 | 1.007e-05 | 3.2402e-05 | 8.9768e-05 | 0.050043 | 0.0023408 | 0.013276 | 0.0004999
| SPS1 | CH | Electricity generation capacity additions¦Gas¦Industrial CHPs gas (CCS) | GWe/yr. | 0 | 0 | 0 | 0 | 0 | 0.001609 | 0.00018068 | 0.0047797 | 0.0066443 | 0.0027173 | 0.0044216 | 0.012792
| SPS1 | CH | Electricity generation capacity additions¦Gas¦Industrial CHPs fuel cells (gas reformer) | GWe/yr. | 0 | 0 | 0 | 0 | 0.00094722 | 0.00019918 | 2.2501e-05 | 0.001328 | 5.6742e-06 | 0.00066275 | 0.00040737 | 0.00035412
| SPS1 | CH | Electricity generation capacity additions¦Gas¦Residential single family CHPs gas | GWe/yr. | 0 | 0.00089659 | 0 | 0 | 0 | 0 | 0 | 0 | 0.0011279 | 0.00069041 | 0.0016767 | 0.00050262
| SPS1 | CH | Electricity generation capacity additions¦Gas¦Residential single family CHPs fuel cells gas | GWe/yr. | 0 | 0 | 0 | 0 | 0 | 0 | 0 | 0 | 0.00071404 | 0.00049477 | 9.1307e-06 | 0.00092524
| SPS1 | CH | Electricity generation capacity additions¦Gas¦Residential multi family CHPs gas | GWe/yr. | 0 | 0.0033721 | 0 | 0 | 0 | 0 | 0 | 0 | 0.0025463 | 0.0058433 | 0.0033255 | 0.004514
| SPS1 | CH | Electricity generation capacity additions¦Gas¦Residential multi family CHPs fuel cells gas | GWe/yr. | 0 | 0 | 0 | 0 | 0 | 0 | 0 | 0 | 0.0022295 | 0.0011684 | 2.3633e-05 | 0.0024711
| SPS1 | CH | Electricity generation capacity additions¦Gas¦Services sectors CHPs (bio)gas | GWe/yr. | 0 | 0.026269 | 0.0087607 | 0.012235 | 0.044109 | 0.031157 | 0.012695 | 0.045497 | 0.028048 | 0.015808 | 0.05435 | 0.027247
| SPS1 | CH | Electricity generation capacity additions¦Gas¦Services sectors CHPs gas | GWe/yr. | 0 | 0.040913 | 0 | 0 | 0 | 0 | 0 | 0 | 0.0021951 | 0.00036416 | 1.0294e-05 | 0.001389
| SPS1 | CH | Electricity generation capacity additions¦Gas¦Services sectors CHPs fuel cells (gas reformer) | GWe/yr. | 0 | 0 | 0 | 0 | 0 | 0 | 0 | 0 | 0.001061 | 0.00068112 | 5.2099e-05 | 0.0020094
| SPS1 | CH | Electricity generation capacity additions¦Wastes | GWe/yr. | 0 | 4.9848e-06 | 1.1203e-05 | 0.052835 | 0.15965 | 0.077668 | 0.18316 | 0.063506 | 0.006605 | 0.03778 | 0.13898 | 0.084076
| SPS1 | CH | Electricity generation capacity additions¦Wastes¦Wastes Incineration (electric only) | GWe/yr. | 0 | 1.609e-06 | 3.4414e-06 | 0.051335 | 0.14892 | 8.6915e-05 | 3.4122e-06 | 0.00044658 | 0.0065951 | 0.036391 | 0.12563 | 0.022074
| SPS1 | CH | Electricity generation capacity additions¦Wastes¦Wastes Incineration (electric only) CCS | GWe/yr. | 0 | 0 | 0 | 0 | 0 | 0.043507 | 0.1352 | 0.0039725 | 1.3045e-06 | 2.8483e-06 | 4.94e-06 | 0.031179
| SPS1 | CH | Electricity generation capacity additions¦Wastes¦CHP Wastes (for District Heating) | GWe/yr. | 0 | 8.2178e-07 | 1.2108e-06 | 5.2107e-06 | 0.0056751 | 0.014143 | 7.2792e-06 | 0.019358 | 2.6308e-06 | 1.2719e-05 | 0.0034481 | 0.017003
| SPS1 | CH | Electricity generation capacity additions¦Wastes¦CHP Wastes (for District Heating) CCS | GWe/yr. | 0 | 0 | 0 | 0 | 0 | 0.01764 | 0.021239 | 0.0039671 | 2.9835e-06 | 0.0013614 | 0.0097238 | 0.013622
| SPS1 | CH | Electricity generation capacity additions¦Wastes¦Industrial CHPs wastes | GWe/yr. | 0 | 2.5541e-06 | 6.5506e-06 | 0.0014949 | 0.0050537 | 3.8182e-06 | 2.3164e-06 | 3.4172e-06 | 2.2989e-06 | 1.0102e-05 | 0.00016957 | 0.00017824
| SPS1 | CH | Electricity generation capacity additions¦Wastes¦Industrial CHPs wastes CCS | GWe/yr. | 0 | 0 | 0 | 0 | 0 | 0.0022872 | 0.026709 | 0.035758 | 7.1655e-07 | 1.5763e-06 | 2.2666e-06 | 2.0016e-05
| SPS1 | CH | Electricity generation capacity additions¦Wood | GWe/yr. | 0 | 0.01656 | 0.039672 | 0.016446 | 0.026769 | 0.13692 | 0.09355 | 0.078251 | 0.056004 | 0.13501 | 0.075392 | 0.048805
| SPS1 | CH | Electricity generation capacity additions¦Wood¦CHP Wood (for District Heating) | GWe/yr. | 0 | 8.6032e-07 | 0.015564 | 5.2798e-06 | 0.00038763 | 0.047811 | 0.0069772 | 3.9167e-05 | 4.1091e-05 | 0.04673 | 0.01133 | 0.0046428
| SPS1 | CH | Electricity generation capacity additions¦Wood¦Biomass with CCS (BECCS) | GWe/yr. | 0 | 0 | 0 | 0 | 0 | 0.00064532 | 1.2994e-06 | 0.017521 | 0.0049402 | 4.381e-05 | 0.0044031 | 0
| SPS1 | CH | Electricity generation capacity additions¦Wood¦Industrial CHPs wood | GWe/yr. | 0 | 0.016559 | 0.024107 | 0.015017 | 0.024796 | 0.018538 | 2.0919e-05 | 0.00046456 | 6.3857e-06 | 0.00011119 | 0.00031135 | 0.00012948
| SPS1 | CH | Electricity generation capacity additions¦Wood¦Industrial CHPs wood (CCS) | GWe/yr. | 0 | 0 | 0 | 0 | 0 | 0.064037 | 0.081114 | 0.051347 | 0.046177 | 0.087537 | 0.054148 | 0.040185
| SPS1 | CH | Electricity generation capacity additions¦Wood¦Residential single family CHPs wood | GWe/yr. | 0 | 0 | 0 | 0.00038937 | 0.00043011 | 0.00090355 | 0.00034901 | 0.0017001 | 1.1089e-05 | 0.00019946 | 0.0011229 | 0.00088823
| SPS1 | CH | Electricity generation capacity additions¦Wood¦Residential multi family CHPs wood | GWe/yr. | 0 | 0 | 0 | 0.00056646 | 0.000807 | 0.0044752 | 0.0047943 | 0.0066557 | 0.0038301 | 0.00029727 | 0.0035925 | 0.0013925
| SPS1 | CH | Electricity generation capacity additions¦Wood¦Services sectors CHPs wood | GWe/yr. | 0 | 0 | 0 | 0.00046768 | 0.00034846 | 0.00051259 | 0.00029301 | 0.00052294 | 0.00099757 | 8.6342e-05 | 0.00048424 | 0.0015671
| SPS1 | CH | Electricity generation capacity additions¦Wind | GWe/yr. | 0 | 0.0071322 | 0.29201 | 0.28587 | 0.2409 | 0.80734 | 0.56596 | 0.33781 | 0.19 | 1.0219 | 0.35226 | 0
| SPS1 | CH | Electricity generation capacity additions¦Wind¦Wind turbines | GWe/yr. | 0 | 0.0071322 | 0.29201 | 0.28587 | 0.2409 | 0.80734 | 0.56596 | 0.33781 | 0.19 | 1.0219 | 0.35226 | 0
| SPS1 | CH | Electricity generation capacity additions¦Solar | GWe/yr. | 0 | 2.8724e-05 | 3.8585 | 3.2688 | 10.7961 | 10.3631 | 11.8006 | 5.3186 | 9.0371 | 12.3993 | 12.4434 | 7.4562
| SPS1 | CH | Electricity generation capacity additions¦Solar¦Solar PV (large scale) | GWe/yr. | 0 | 0 | 0.00051753 | 0.18451 | 1.9867 | 1.197 | 1.3727 | 0.64091 | 5.2991e-06 | 1.1386e-05 | 0.15149 | 0.8194
| SPS1 | CH | Electricity generation capacity additions¦Solar¦Solar PV (Industry) | GWe/yr. | 0 | 1.1413e-07 | 0.65554 | 8.003e-06 | 3.027 | 0.86942 | 1.394 | 0.39191 | 2.5132 | 1.9777 | 1.7142 | 0.72842
| SPS1 | CH | Electricity generation capacity additions¦Solar¦Solar PV (Residential single family) | GWe/yr. | 0 | 1.3497e-05 | 1.9505 | 1.4772 | 0.46319 | 0.75137 | 6.0286 | 2.0895 | 0.8982 | 1.2928 | 6.5544 | 2.6422
| SPS1 | CH | Electricity generation capacity additions¦Solar¦Solar PV (Residential multi family) | GWe/yr. | 0 | 1.501e-05 | 1.2518 | 1.6068 | 4.7953 | 1.4669 | 2.3986 | 1.8282 | 4.0691 | 3.2906 | 2.9897 | 2.4494
| SPS1 | CH | Electricity generation capacity additions¦Solar¦Solar PV (Services) | GWe/yr. | 0 | 1.0327e-07 | 0.00012376 | 0.00034069 | 0.52389 | 6.0784 | 0.60666 | 0.368 | 1.5567 | 5.8383 | 1.0336 | 0.81671
| SPS1 | CH | Electricity generation capacity additions¦Geothermal | GWe/yr. | 0 | 0 | 0 | 0 | 0 | 0.0035872 | 0.010826 | 1.4617e-06 | 1.5861e-06 | 2.4634e-06 | 1.3104e-05 | 0
| SPS1 | CH | Electricity generation capacity additions¦Geothermal¦Deep geothermal | GWe/yr. | 0 | 0 | 0 | 0 | 0 | 0.0035872 | 0.010826 | 1.4617e-06 | 1.5861e-06 | 2.4634e-06 | 1.3104e-05 | 0
| SPS1 | CH | Electricity generation capacity additions¦Hydrogen | GWe/yr. | 0 | 0 | 0 | 0.00063235 | 0.024965 | 0.0038281 | 0.014767 | 0.12063 | 0.013413 | 0.018321 | 0.11781 | 0.061393
| SPS1 | CH | Electricity generation capacity additions¦Hydrogen¦CHP Fuel Cell Hydrogen (for District Heating) | GWe/yr. | 0 | 0 | 0 | 0 | 0 | 0.003599 | 9.5402e-05 | 0.034523 | 0.010402 | 0.0084481 | 0.013931 | 0.038495
| SPS1 | CH | Electricity generation capacity additions¦Hydrogen¦Industrial CHPs fuel cells (hydrogen) | GWe/yr. | 0 | 0 | 0 | 0 | 0.023626 | 1.7866e-05 | 0.014326 | 0.079863 | 4.0316e-05 | 0.0098251 | 0.095182 | 0.019393
| SPS1 | CH | Electricity generation capacity additions¦Hydrogen¦Services sectors CHPs fuel cells (hydrogen) | GWe/yr. | 0 | 0 | 0 | 0.00063235 | 0.0013393 | 0.0002112 | 0.00034575 | 0.0062477 | 0.0029712 | 4.7599e-05 | 0.0087007 | 0.0035051
| SPS1 | CH | Electricity generation capacity additions¦Electricity storage (non hydro) | GWe/yr. | 0.026786 | 6.1767e-05 | 0.00015759 | 0.11398 | 0.38414 | 0.88425 | 0.87184 | 2.0972 | 0.23207 | 1.2519 | 1.164 | 0.50647
| SPS1 | CH | Electricity generation capacity additions¦Electricity storage (non hydro)¦CAES | GWe/yr. | 0 | 7.2479e-06 | 7.4309e-06 | 7.5916e-06 | 9.6661e-06 | 9.0695e-06 | 8.6318e-06 | 8.698e-06 | 8.2587e-06 | 1.0562e-05 | 1.255e-05 | 1.578e-05
| SPS1 | CH | Electricity generation capacity additions¦Electricity storage (non hydro)¦Battery storage large size centralised | GWe/yr. | 0.0044706 | 9.3195e-06 | 2.7559e-05 | 0.00078065 | 0.2517 | 0.040936 | 0.12156 | 0.15803 | 0.080918 | 0.13276 | 0.14876 | 0.10894
| SPS1 | CH | Electricity generation capacity additions¦Electricity storage (non hydro)¦Battery storage medium size centralised | GWe/yr. | 0.0033518 | 7.1666e-06 | 2.1537e-05 | 0.00065395 | 0.029671 | 0.66592 | 0.61544 | 1.7318 | 0.00014934 | 0.93049 | 0.76094 | 0.28011
| SPS1 | CH | Electricity generation capacity additions¦Electricity storage (non hydro)¦Batteries in industry | GWe/yr. | 0.0030197 | 5.7316e-06 | 1.4656e-05 | 0.020872 | 0.023142 | 0.037568 | 0.013371 | 0.055274 | 0.038327 | 0.031546 | 0.072427 | 0.016745
| SPS1 | CH | Electricity generation capacity additions¦Electricity storage (non hydro)¦Batteries in residential single family houses | GWe/yr. | 0.0063975 | 1.3067e-05 | 3.5893e-05 | 0.033717 | 0.024437 | 0.040611 | 0.048932 | 0.059314 | 0.037643 | 0.061607 | 0.065509 | 0.037837
| SPS1 | CH | Electricity generation capacity additions¦Electricity storage (non hydro)¦Batteries in residential multi-family houses | GWe/yr. | 0.006416 | 1.315e-05 | 3.663e-05 | 0.034137 | 0.033164 | 0.058525 | 0.044426 | 0.058976 | 0.041489 | 0.059198 | 0.068726 | 0.038083
| SPS1 | CH | Electricity generation capacity additions¦Electricity storage (non hydro)¦Batteries in Services sector | GWe/yr. | 0.0031305 | 6.0847e-06 | 1.3882e-05 | 0.023813 | 0.02202 | 0.040685 | 0.028103 | 0.033822 | 0.033531 | 0.03632 | 0.047667 | 0.024738
| SPS1 | CH | Cars stock additions additions | Million | 0.00069347 | 0.43533 | 1.1207 | 1.8761 | 3.1292 | 1.9191 | 2.2456 | 2.7835 | 2.2943 | 2.1769 | 2.3599 | 1.9635
| SPS1 | CH | Cars stock additions¦Electricity¦Existing battery electric cars | Million | 0 | 0 | 0 | 0 | 0 | 0 | 0 | 0 | 0 | 0 | 0 | 0
| SPS1 | CH | Cars stock additions¦Electricity¦New battery electric cars (<60kW) | Million | 0.00016251 | 0.00053442 | 0.00024311 | 0.17278 | 0.17199 | 0.12759 | 0.15791 | 0.16343 | 0.12667 | 0.13828 | 0.12612 | 0.099107
| SPS1 | CH | Cars stock additions¦Electricity¦New battery electric cars (60-100 kW) | Million | 0.00014997 | 0.0015869 | 0.00082523 | 0.30569 | 1.2525 | 0.577 | 0.69537 | 0.98617 | 0.6177 | 0.65924 | 0.71874 | 0.50492
| SPS1 | CH | Cars stock additions¦Electricity¦New battery electric cars (100-140 kW) | Million | 0.00017581 | 0.0037034 | 0.26605 | 0.00096945 | 0.11007 | 0.46952 | 0.092726 | 0.62246 | 0.43198 | 0.49822 | 1.4276 | 0.0030969
| SPS1 | CH | Cars stock additions¦Electricity¦New battery electric cars (>140 kW) | Million | 0.00020518 | 0.071133 | 0.013988 | 0.91445 | 0.87224 | 0.74501 | 0.86304 | 1.0114 | 0.93237 | 0.62881 | 0.046968 | 1.2501
| SPS1 | CH | Cars stock additions¦Electricity¦New plug-in hybrid gasoline (<60 kW) | Million | 0 | 0.00042012 | 0.00018978 | 0.00038311 | 0.00051395 | 0 | 0.00029839 | 0 | 0.0016306 | 0.0014745 | 0.0011506 | 0.0019659
| SPS1 | CH | Cars stock additions¦Electricity¦New plug-in hybrid gasoline (60-100 kW) | Million | 0 | 0.00013508 | 0.00017473 | 0.017281 | 0.00082061 | 0 | 0.00077797 | 0 | 0.0035996 | 0.00057405 | 0.00041342 | 0.00080791
| SPS1 | CH | Cars stock additions¦Electricity¦New plug-in hybrid gasoline (100-140 kW) | Million | 0 | 0.0022399 | 0.069009 | 0.13394 | 0.43914 | 0 | 0.20575 | 0 | 0.004883 | 0.0014321 | 0.0010281 | 0.0010918
| SPS1 | CH | Cars stock additions¦Electricity¦New plug-in hybrid gasoline (>140 kW) | Million | 0 | 0.00055418 | 0.00091602 | 0.0072085 | 0.0012715 | 0 | 0.0010652 | 0 | 0.11417 | 0.12898 | 0.026407 | 0.070005
| SPS1 | CH | Cars stock additions¦Electricity¦New plug-in hybrid diesel (<60 kW) | Million | 0 | 0.00047099 | 0.0001656 | 0.00067125 | 0.00048655 | 0 | 0.0036864 | 0 | 0.0045435 | 5.8331e-05 | 5.1783e-05 | 7.2865e-05
| SPS1 | CH | Cars stock additions¦Electricity¦New plug-in hybrid diesel (60-100 kW) | Million | 0 | 0.00022165 | 0.00019158 | 0.23781 | 0.00080617 | 0 | 0.0091647 | 0 | 0.00028179 | 6.1338e-05 | 5.0399e-05 | 8.4882e-05
| SPS1 | CH | Cars stock additions¦Electricity¦New plug-in hybrid diesel (100-140 kW) | Million | 0 | 0.028499 | 0.039849 | 0.0028341 | 0.2779 | 0 | 0.057986 | 0 | 0.0003524 | 7.1581e-05 | 6.2364e-05 | 0.0001004
| SPS1 | CH | Cars stock additions¦Electricity¦New plug-in hybrid diesel (>140 kW) | Million | 0 | 0.0012831 | 0.0010978 | 0.076361 | 0.001463 | 0 | 0.15779 | 0 | 0.056138 | 0.11969 | 0.011369 | 0.032089
| SPS1 | CH | Cars stock additions¦Hydrogen¦New fuel cell cars (<60 kW) | Million | 0 | 2.522e-05 | 1.0392e-05 | 2.5002e-07 | 1.5271e-06 | 1.3701e-06 | 8.8755e-07 | 1.0248e-06 | 9.9496e-07 | 9.1496e-07 | 1.1232e-06 | 1.368e-06
| SPS1 | CH | Cars stock additions¦Hydrogen¦New fuel cell cars (60-100 kW) | Million | 0 | 9.9652e-06 | 4.8602e-06 | 1.134e-06 | 2.5565e-06 | 2.4543e-06 | 1.9663e-06 | 2.2704e-06 | 2.0592e-06 | 1.9451e-06 | 2.1553e-06 | 2.6114e-06
| SPS1 | CH | Cars stock additions¦Hydrogen¦New fuel cell cars (100-140 kW) | Million | 0 | 8.0498e-06 | 3.7975e-06 | 1.1968e-06 | 2.5507e-06 | 2.5968e-06 | 2.1589e-06 | 2.5604e-06 | 2.303e-06 | 2.1198e-06 | 2.3343e-06 | 2.7699e-06
| SPS1 | CH | Cars stock additions¦Hydrogen¦New fuel cell cars (>140 kW) | Million | 0 | 1.1911e-05 | 5.2188e-06 | 1.0777e-06 | 2.5137e-06 | 2.4704e-06 | 2.0061e-06 | 2.3362e-06 | 2.1189e-06 | 1.9546e-06 | 2.1954e-06 | 2.5665e-06
| SPS1 | CH | Cars stock additions¦Motor Gasoline¦Total¦Conventional gasoline hybrid existing | Million | 0 | 0 | 0 | 0 | 0 | 0 | 0 | 0 | 0 | 0 | 0 | 0
| SPS1 | CH | Cars stock additions¦Motor Gasoline¦Total¦New conventional gasoline hybrid (<60 kW) | Million | 0 | 0.00013345 | 0.00012842 | 0.00053552 | 0 | 0 | 0 | 0 | 0 | 0 | 0 | 0
| SPS1 | CH | Cars stock additions¦Motor Gasoline¦Total¦New conventional gasoline hybrid (60-100 kW) | Million | 0 | 0.022967 | 0.092987 | 0.00035666 | 0 | 0 | 0 | 0 | 0 | 0 | 0 | 0
| SPS1 | CH | Cars stock additions¦Motor Gasoline¦Total¦New conventional gasoline hybrid (100-140 kW) | Million | 0 | 0.1719 | 0.00147 | 0.00015511 | 0 | 0 | 0 | 0 | 0 | 0 | 0 | 0
| SPS1 | CH | Cars stock additions¦Motor Gasoline¦Total¦New conventional gasoline hybrid (>140 kW) | Million | 0 | 0.0002626 | 0.00030612 | 0.00030108 | 0 | 0 | 0 | 0 | 0 | 0 | 0 | 0
| SPS1 | CH | Cars stock additions¦Motor Gasoline¦Total¦Conventional gasoline ICE existing | Million | 0 | 0 | 0 | 0 | 0 | 0 | 0 | 0 | 0 | 0 | 0 | 0
| SPS1 | CH | Cars stock additions¦Motor Gasoline¦Total¦New conventional gasoline ICE (<60 kW) | Million | 0 | 0.024136 | 0.059709 | 0.00047645 | 0 | 0 | 0 | 0 | 0 | 0 | 0 | 0
| SPS1 | CH | Cars stock additions¦Motor Gasoline¦Total¦New conventional gasoline ICE (60-100 kW) | Million | 0 | 0.00034048 | 0.093693 | 0.00026109 | 0 | 0 | 0 | 0 | 0 | 0 | 0 | 0
| SPS1 | CH | Cars stock additions¦Motor Gasoline¦Total¦New conventional gasoline ICE (100-140 kW) | Million | 0 | 0.00028543 | 0.18451 | 0.00013751 | 0 | 0 | 0 | 0 | 0 | 0 | 0 | 0
| SPS1 | CH | Cars stock additions¦Motor Gasoline¦Total¦New conventional gasoline ICE (>140 kW) | Million | 0 | 0.00014175 | 0.142 | 0.00048348 | 0 | 0 | 0 | 0 | 0 | 0 | 0 | 0
| SPS1 | CH | Cars stock additions¦Motor Gasoline¦Total¦New mild hybrid gasoline (<60 kW) | Million | 0 | 3.2407e-05 | 4.2556e-05 | 0.00023998 | 0 | 0 | 0 | 0 | 0 | 0 | 0 | 0
| SPS1 | CH | Cars stock additions¦Motor Gasoline¦Total¦New mild hybrid gasoline (60-100 kW) | Million | 0 | 2.197e-05 | 3.7457e-05 | 0.00015512 | 0 | 0 | 0 | 0 | 0 | 0 | 0 | 0
| SPS1 | CH | Cars stock additions¦Motor Gasoline¦Total¦New mild hybrid gasoline (100-140 kW) | Million | 0 | 2.189e-05 | 3.7407e-05 | 9.5039e-05 | 0 | 0 | 0 | 0 | 0 | 0 | 0 | 0
| SPS1 | CH | Cars stock additions¦Motor Gasoline¦Total¦New mild hybrid gasoline (>140 kW) | Million | 0 | 2.7442e-05 | 5.097e-05 | 0.00021436 | 0 | 0 | 0 | 0 | 0 | 0 | 0 | 0
| SPS1 | CH | Cars stock additions¦Motor Diesel¦Total¦Conventional diesel hybrid existing | Million | 0 | 0 | 0 | 0 | 0 | 0 | 0 | 0 | 0 | 0 | 0 | 0
| SPS1 | CH | Cars stock additions¦Motor Diesel¦Total¦New conventional diesel hybrid (<60 kW) | Million | 0 | 0.00020447 | 0.00014198 | 0.00072871 | 0 | 0 | 0 | 0 | 0 | 0 | 0 | 0
| SPS1 | CH | Cars stock additions¦Motor Diesel¦Total¦New conventional diesel hybrid (60-100 kW) | Million | 0 | 0.097537 | 0.1516 | 0.00032967 | 0 | 0 | 0 | 0 | 0 | 0 | 0 | 0
| SPS1 | CH | Cars stock additions¦Motor Diesel¦Total¦New conventional diesel hybrid (100-140 kW) | Million | 0 | 0.00030232 | 0.00023848 | 0.00013679 | 0 | 0 | 0 | 0 | 0 | 0 | 0 | 0
| SPS1 | CH | Cars stock additions¦Motor Diesel¦Total¦New conventional diesel hybrid (>140 kW) | Million | 0 | 0.00038035 | 0.00031413 | 0.00015224 | 0 | 0 | 0 | 0 | 0 | 0 | 0 | 0
| SPS1 | CH | Cars stock additions¦Motor Diesel¦Total¦Conventional diesel ICE existing | Million | 0 | 0 | 0 | 0 | 0 | 0 | 0 | 0 | 0 | 0 | 0 | 0
| SPS1 | CH | Cars stock additions¦Motor Diesel¦Total¦New conventional diesel ICE (<60 kW) | Million | 0 | 0.0054674 | 0.00017545 | 0.00021766 | 0 | 0 | 0 | 0 | 0 | 0 | 0 | 0
| SPS1 | CH | Cars stock additions¦Motor Diesel¦Total¦New conventional diesel ICE (60-100 kW) | Million | 0 | 0.00012342 | 0.00012392 | 0.00011459 | 0 | 0 | 0 | 0 | 0 | 0 | 0 | 0
| SPS1 | CH | Cars stock additions¦Motor Diesel¦Total¦New conventional diesel ICE (100-140 kW) | Million | 0 | 7.6995e-05 | 8.5921e-05 | 7.1067e-05 | 0 | 0 | 0 | 0 | 0 | 0 | 0 | 0
| SPS1 | CH | Cars stock additions¦Motor Diesel¦Total¦New conventional diesel ICE (>140 kW) | Million | 0 | 2.7453e-05 | 4.0165e-05 | 6.0799e-05 | 0 | 0 | 0 | 0 | 0 | 0 | 0 | 0
| SPS1 | CH | Cars stock additions¦Motor Diesel¦Total¦New mild hybrid diesel (<60 kW) | Million | 0 | 2.7883e-05 | 3.1326e-05 | 0.00025402 | 0 | 0 | 0 | 0 | 0 | 0 | 0 | 0
| SPS1 | CH | Cars stock additions¦Motor Diesel¦Total¦New mild hybrid diesel (60-100 kW) | Million | 0 | 1.9599e-05 | 2.8407e-05 | 0.00012774 | 0 | 0 | 0 | 0 | 0 | 0 | 0 | 0
| SPS1 | CH | Cars stock additions¦Motor Diesel¦Total¦New mild hybrid diesel (100-140 kW) | Million | 0 | 1.936e-05 | 2.7796e-05 | 7.7137e-05 | 0 | 0 | 0 | 0 | 0 | 0 | 0 | 0
| SPS1 | CH | Cars stock additions¦Motor Diesel¦Total¦New mild hybrid diesel (>140 kW) | Million | 0 | 1.6856e-05 | 2.3635e-05 | 6.4469e-05 | 0 | 0 | 0 | 0 | 0 | 0 | 0 | 0
| SPS1 | CH | Cars stock additions¦Gas¦Conventional gas ICE existing | Million | 0 | 0 | 0 | 0 | 0 | 0 | 0 | 0 | 0 | 0 | 0 | 0
| SPS1 | CH | Cars stock additions¦Gas¦New conventionalgas ICE (<60 kW) | Million | 0 | 5.7438e-06 | 9.0564e-05 | 1.2102e-08 | 0 | 0 | 0 | 0 | 0 | 0 | 0 | 0
| SPS1 | CH | Cars stock additions¦Gas¦New conventional gas ICE (60-100 kW) | Million | 0 | 4.589e-06 | 1.4135e-05 | 0 | 0 | 0 | 0 | 0 | 0 | 0 | 0 | 0
| SPS1 | CH | Cars stock additions¦Gas¦New conventional gas ICE (100-140 kW) | Million | 0 | 6.1556e-06 | 2.7e-05 | 0 | 0 | 0 | 0 | 0 | 0 | 0 | 0 | 0
| SPS1 | CH | Cars stock additions¦Gas¦New conventional gas ICE (>140 kW) | Million | 0 | 5.8919e-06 | 8.9478e-05 | 0 | 0 | 0 | 0 | 0 | 0 | 0 | 0 | 0
| SPS1 | CH | Urban buses stock additions | Thousand | 0 | 0.70826 | 3.382 | 4.2856 | 5.6229 | 1.6227 | 3.9368 | 3.6452 | 3.2524 | 4.4129 | 3.8334 | 3.5808
| SPS1 | CH | Urban buses stock additions¦Electricity¦Existing electric urban buses | Thousand | 0 | 0 | 0 | 0 | 0 | 0 | 0 | 0 | 0 | 0 | 0 | 0
| SPS1 | CH | Urban buses stock additions¦Electricity¦New electric urban buses (Mini) | Thousand | 0 | 0.062444 | 1.1359 | 2.5278 | 2.5973 | 0.25386 | 1.3254 | 1.5936 | 0.97069 | 1.4689 | 1.6917 | 0.68615
| SPS1 | CH | Urban buses stock additions¦Electricity¦New electric urban buses (Midi) | Thousand | 0 | 0.012184 | 0.40933 | 0.33241 | 0.67373 | 0.14077 | 0.35952 | 0.47273 | 0.26868 | 0.42216 | 0.48778 | 0.22583
| SPS1 | CH | Urban buses stock additions¦Electricity¦New electric urban buses (Maxi) | Thousand | 0 | 0.0093382 | 1.8334 | 1.4215 | 2.3471 | 1.2244 | 2.2481 | 1.5744 | 2.0088 | 2.5163 | 1.6482 | 2.6605
| SPS1 | CH | Urban buses stock additions¦Electricity¦New electric urban buses (Mega) | Thousand | 0 | 0.0014556 | 0.0014617 | 0.0015911 | 0.0028891 | 0.0026675 | 0.003009 | 0.0041373 | 0.0038886 | 0.0052052 | 0.0053529 | 0.0079725
| SPS1 | CH | Urban buses stock additions¦Hydrogen¦New fuel cell urban buses (Mini) | Thousand | 0 | 0 | 0 | 0.00022197 | 0.00013811 | 0.00012067 | 0.00011575 | 0.00012247 | 0.00010259 | 0.00011073 | 0.00011658 | 0.00011014
| SPS1 | CH | Urban buses stock additions¦Hydrogen¦New fuel cell urban buses (Midi) | Thousand | 0 | 0 | 0 | 0.00012279 | 7.9612e-05 | 6.8087e-05 | 6.8568e-05 | 8.5459e-05 | 7.3364e-05 | 8.4129e-05 | 9.038e-05 | 9.5788e-05
| SPS1 | CH | Urban buses stock additions¦Hydrogen¦New fuel cell urban buses (Maxi) | Thousand | 0 | 0 | 0 | 0.00028323 | 0.0001028 | 0.00010633 | 0.00010744 | 0.00012401 | 0.00014566 | 0.00013621 | 0.00012088 | 0.00013962
| SPS1 | CH | Urban buses stock additions¦Hydrogen¦New fuel cell urban buses (Mega) | Thousand | 0 | 0 | 0 | 0 | 0 | 0 | 0 | 1.1352e-05 | 0 | 1.4939e-05 | 1.4838e-05 | 4.0336e-05
| SPS1 | CH | Urban buses stock additions¦Motor Diesel¦Total¦New conventional hybrid diesel urban buses (Mini) | Thousand | 0 | 0.38037 | 0.00032364 | 1.7406e-05 | 0 | 0 | 0 | 0 | 0 | 0 | 0 | 0
| SPS1 | CH | Urban buses stock additions¦Motor Diesel¦Total¦New conventional hybrid diesel urban buses (Midi) | Thousand | 0 | 0.00061047 | 9.9814e-05 | 5.7258e-05 | 0 | 0 | 1.3692e-05 | 0 | 0 | 0 | 0 | 0
| SPS1 | CH | Urban buses stock additions¦Motor Diesel¦Total¦New conventional hybrid diesel urban buses (Maxi) | Thousand | 0 | 0.0012701 | 0.00021588 | 0.00033824 | 0 | 0 | 0 | 0 | 0 | 0 | 0 | 0
| SPS1 | CH | Urban buses stock additions¦Motor Diesel¦Total¦New conventional hybrid diesel urban buses (Mega) | Thousand | 0 | 0 | 0 | 0 | 0.00015892 | 3.2274e-05 | 2.429e-05 | 0 | 0 | 0 | 0 | 0
| SPS1 | CH | Urban buses stock additions¦Motor Diesel¦Total¦Existing ICE diesel urban buses | Thousand | 0 | 0 | 0 | 0 | 0 | 0 | 0 | 0 | 0 | 0 | 0 | 0
| SPS1 | CH | Urban buses stock additions¦Motor Diesel¦Total¦New conventional ICE diesel urban buses (Mini) | Thousand | 0 | 0.20381 | 0.00027479 | 4.0883e-05 | 0 | 0 | 1.142e-05 | 0 | 0 | 0 | 0 | 0
| SPS1 | CH | Urban buses stock additions¦Motor Diesel¦Total¦New conventional ICE diesel urban buses (Midi) | Thousand | 0 | 0.00088211 | 0.00014333 | 0.00013955 | 5.5845e-05 | 2.77e-05 | 5.9754e-05 | 0 | 0 | 0 | 0 | 0
| SPS1 | CH | Urban buses stock additions¦Motor Diesel¦Total¦New conventional ICE diesel urban buses (Maxi) | Thousand | 0 | 0.023713 | 0.00025135 | 0.00086386 | 0.00017245 | 0.00010721 | 6.902e-05 | 0 | 0 | 0 | 0 | 0
| SPS1 | CH | Urban buses stock additions¦Motor Diesel¦Total¦New conventional ICE diesel urban buses (Mega) | Thousand | 0 | 0 | 0 | 0 | 0.00070842 | 0.00018228 | 0.00010415 | 0 | 0 | 0 | 0 | 0
| SPS1 | CH | Urban buses stock additions¦Motor Gas¦Total¦Existing ICE Gas urban buses | Thousand | 0 | 0 | 0 | 0 | 0 | 0 | 0 | 0 | 0 | 0 | 0 | 0
| SPS1 | CH | Urban buses stock additions¦Motor Gas¦Total¦New conventional ICE gas urban buses (Mini) | Thousand | 0 | 0.010784 | 7.7012e-05 | 1.4622e-05 | 0 | 0 | 1.6969e-05 | 0 | 0 | 0 | 0 | 0
| SPS1 | CH | Urban buses stock additions¦Motor Gas¦Total¦New conventional ICE gas urban buses (Midi) | Thousand | 0 | 0.00041467 | 8.8356e-05 | 4.5014e-05 | 1.0387e-05 | 5.194e-05 | 0.00015614 | 0 | 0 | 0 | 0 | 0
| SPS1 | CH | Urban buses stock additions¦Motor Gas¦Total¦New conventional ICE gas urban buses (Maxi) | Thousand | 0 | 0.00098344 | 0.00051997 | 0.00017013 | 6.3475e-05 | 8.1582e-05 | 3.0115e-05 | 0 | 0 | 0 | 0 | 0
| SPS1 | CH | Urban buses stock additions¦Motor Gas¦Total¦New conventional ICE gas urban buses (Mega) | Thousand | 0 | 0 | 0 | 0 | 0.0003704 | 0.00015501 | 8.3665e-05 | 0 | 0 | 0 | 0 | 0
| SPS1 | CH | Coaches stock additions | Thousand | 0 | 0.52614 | 1.6485 | 1.4614 | 2.4394 | 0.41543 | 1.3492 | 1.4696 | 1.0255 | 1.4336 | 1.6301 | 0.81149
| SPS1 | CH | Coaches stock additions¦Electricity¦Existing electric Coaches | Thousand | 0 | 0 | 0 | 0 | 0 | 0 | 0 | 0 | 0 | 0 | 0 | 0
| SPS1 | CH | Coaches stock additions¦Electricity¦New electric Coaches (Mini) | Thousand | 0 | 0.0094408 | 0.63532 | 1.0054 | 1.315 | 0.088853 | 0.64586 | 0.73664 | 0.43155 | 0.69271 | 0.77241 | 0.34128
| SPS1 | CH | Coaches stock additions¦Electricity¦New electric Coaches (Midi) | Thousand | 0 | 0.0045619 | 0.88403 | 0.34909 | 0.90057 | 0.27729 | 0.49707 | 0.65066 | 0.42181 | 0.57957 | 0.71708 | 0.29932
| SPS1 | CH | Coaches stock additions¦Electricity¦New electric Coaches (Maxi) | Thousand | 0 | 0.0021566 | 0.0063806 | 0.015761 | 0.2201 | 0.046287 | 0.18955 | 0.079028 | 0.1689 | 0.15705 | 0.13615 | 0.1647
| SPS1 | CH | Coaches stock additions¦Electricity¦New electric Coaches (Mega) | Thousand | 0 | 0.0009563 | 0.00095259 | 0.0010664 | 0.001747 | 0.0019488 | 0.0022088 | 0.0029357 | 0.0029475 | 0.0039133 | 0.0040794 | 0.0057861
| SPS1 | CH | Coaches stock additions¦Hydrogen¦New fuel cell Coaches (Mini) | Thousand | 0 | 0 | 0 | 0.00023669 | 0.00011097 | 0.00010938 | 0.00012447 | 0.00014156 | 0.00011776 | 0.00012261 | 0.00012825 | 0.00012335
| SPS1 | CH | Coaches stock additions¦Hydrogen¦New fuel cell Coaches (Midi) | Thousand | 0 | 0 | 0 | 0.00025524 | 0.00015049 | 0.00012561 | 0.00011598 | 0.00013618 | 0.00013258 | 0.0001327 | 0.00015348 | 0.0001382
| SPS1 | CH | Coaches stock additions¦Hydrogen¦New fuel cell Coaches (Maxi) | Thousand | 0 | 0 | 0 | 0.00019709 | 0.00010031 | 5.052e-05 | 6.2304e-05 | 6.0078e-05 | 7.4032e-05 | 7.7921e-05 | 6.6681e-05 | 9.7606e-05
| SPS1 | CH | Coaches stock additions¦Hydrogen¦New fuel cell Coaches (Mega) | Thousand | 0 | 0 | 0 | 0 | 0 | 0 | 0 | 1.113e-05 | 0 | 1.3489e-05 | 1.4433e-05 | 4.1586e-05
| SPS1 | CH | Coaches stock additions¦Motor Diesel¦Total¦New conventional hybrid diesel Coaches (Mini) | Thousand | 0 | 0.47307 | 0.017227 | 6.2968e-05 | 0 | 0 | 0 | 0 | 0 | 0 | 0 | 0
| SPS1 | CH | Coaches stock additions¦Motor Diesel¦Total¦New conventional hybrid diesel Coaches (Midi) | Thousand | 0 | 0.0030709 | 0.001848 | 0.00025673 | 0 | 0 | 1.13e-05 | 0 | 0 | 0 | 0 | 0
| SPS1 | CH | Coaches stock additions¦Motor Diesel¦Total¦New conventional hybrid diesel Coaches (Maxi) | Thousand | 0 | 0.001446 | 0.010778 | 0.0025658 | 2.2944e-05 | 0 | 0 | 0 | 0 | 0 | 0 | 0
| SPS1 | CH | Coaches stock additions¦Motor Diesel¦Total¦New conventional hybrid diesel Coaches (Mega) | Thousand | 0 | 0 | 0 | 0 | 8.6282e-05 | 2.2568e-05 | 1.9337e-05 | 0 | 0 | 0 | 0 | 0
| SPS1 | CH | Coaches stock additions¦Motor Diesel¦Total¦Existing ICE diesel Coaches | Thousand | 0 | 0 | 0 | 0 | 0 | 0 | 0 | 0 | 0 | 0 | 0 | 0
| SPS1 | CH | Coaches stock additions¦Motor Diesel¦Total¦New conventional ICE diesel Coaches (Mini) | Thousand | 0 | 0.016796 | 0.0042846 | 0.00012825 | 0 | 0 | 0 | 0 | 0 | 0 | 0 | 0
| SPS1 | CH | Coaches stock additions¦Motor Diesel¦Total¦New conventional ICE diesel Coaches (Midi) | Thousand | 0 | 0.002099 | 0.0011302 | 0.0003895 | 0 | 0 | 0.00010355 | 0 | 0 | 0 | 0 | 0
| SPS1 | CH | Coaches stock additions¦Motor Diesel¦Total¦New conventional ICE diesel Coaches (Maxi) | Thousand | 0 | 0.0012998 | 0.0038396 | 0.085433 | 0.00047558 | 0.00019997 | 0.0001585 | 0 | 0 | 0 | 0 | 0
| SPS1 | CH | Coaches stock additions¦Motor Diesel¦Total¦New conventional ICE diesel Coaches (Mega) | Thousand | 0 | 0 | 0 | 2.6976e-05 | 0.00063577 | 0.00019862 | 0.0001006 | 0 | 0 | 0 | 0 | 0
| SPS1 | CH | Coaches stock additions¦Motor Gas¦Total¦Existing ICE Gas Coaches | Thousand | 0 | 0 | 0 | 0 | 0 | 0 | 0 | 0 | 0 | 0 | 0 | 0
| SPS1 | CH | Coaches stock additions¦Motor Gas¦Total¦New conventional ICE gas Coaches (Mini) | Thousand | 0 | 0.0077297 | 0.00047341 | 4.5482e-05 | 0 | 0 | 0.00011695 | 0 | 0 | 0 | 0 | 0
| SPS1 | CH | Coaches stock additions¦Motor Gas¦Total¦New conventional ICE gas Coaches (Midi) | Thousand | 0 | 0.0016822 | 0.0014151 | 0.00016682 | 0 | 2.479e-05 | 0.013503 | 0 | 0 | 0 | 0 | 0
| SPS1 | CH | Coaches stock additions¦Motor Gas¦Total¦New conventional ICE gas Coaches (Maxi) | Thousand | 0 | 0.00184 | 0.080768 | 0.00034295 | 0.00013644 | 0.00011954 | 5.3166e-05 | 0 | 0 | 0 | 0 | 0
| SPS1 | CH | Coaches stock additions¦Motor Gas¦Total¦New conventional ICE gas Coaches (Mega) | Thousand | 0 | 0 | 0 | 1.1384e-05 | 0.00030909 | 0.00019965 | 0.0001084 | 0 | 0 | 0 | 0 | 0
| SPS1 | CH | Light duty vehicles stock additions | Thousand | 0.0099649 | 15.0311 | 172.3578 | 72.2519 | 283.3612 | 179.876 | 175.2547 | 300.0667 | 177.5679 | 241.6146 | 315.7056 | 125.2269
| SPS1 | CH | Light duty vehicles stock additions¦Electricity¦Existing electric light duty vehicles | Thousand | 0 | 0 | 0 | 0 | 0 | 0 | 0 | 0 | 0 | 0 | 0 | 0
| SPS1 | CH | Light duty vehicles stock additions¦Electricity¦New electric light duty vehicles | Thousand | 0 | 7.512 | 172.2196 | 35.0067 | 283.3603 | 179.8751 | 175.254 | 300.0658 | 177.5671 | 241.6138 | 315.7046 | 125.226
| SPS1 | CH | Light duty vehicles stock additions¦Hydrogen¦New fuel cell electric light duty vehicles | Thousand | 0 | 0.0069771 | 0.0020504 | 0.00058583 | 0.00093154 | 0.00088206 | 0.00075202 | 0.00090465 | 0.00074305 | 0.00087343 | 0.0010265 | 0.00089522
| SPS1 | CH | Light duty vehicles stock additions¦Motor Gasoline¦Total¦Existing gasoline light duty vehicles | Thousand | 0 | 0 | 0 | 0 | 0 | 0 | 0 | 0 | 0 | 0 | 0 | 0
| SPS1 | CH | Light duty vehicles stock additions¦Motor Gasoline¦Total¦New gasoline light duty vehicles | Thousand | 0 | 0.059165 | 0.031296 | 21.7935 | 0 | 0 | 0 | 0 | 0 | 0 | 0 | 0
| SPS1 | CH | Light duty vehicles stock additions¦Motor Diesel¦Total¦Existing ICE diesel light duty vehicles | Thousand | 0 | 0 | 0 | 0 | 0 | 0 | 0 | 0 | 0 | 0 | 0 | 0
| SPS1 | CH | Light duty vehicles stock additions¦Motor Diesel¦Total¦New ICE diesel light duty vehicles | Thousand | 0 | 0.06678 | 0.03689 | 0.21301 | 0 | 0 | 0 | 0 | 0 | 0 | 0 | 0
| SPS1 | CH | Light duty vehicles stock additions¦Motor Diesel¦Total¦New hybrid diesel light duty vehicles | Thousand | 0 | 7.3423 | 0.059176 | 15.2381 | 0 | 0 | 0 | 0 | 0 | 0 | 0 | 0
| SPS1 | CH | Light duty vehicles stock additions¦Motor Gas¦Total¦New ICE Gas light duty vehicles | Thousand | 0.0099649 | 0.043896 | 0.008768 | 0 | 0 | 0 | 0 | 0 | 0 | 0 | 0 | 0
| SPS1 | CH | Heavy duty vehicles stock additions | Thousand | 0 | 2.5861 | 39.8599 | 12.931 | 44.0246 | 13.7102 | 44.2545 | 23.5119 | 38.0645 | 47.3227 | 26.9104 | 43.3891
| SPS1 | CH | Heavy duty vehicles stock additions¦Electricity¦Existing electric heavy duty vehicles | Thousand | 0 | 0 | 0 | 0 | 0 | 0 | 0 | 0 | 0 | 0 | 0 | 0
| SPS1 | CH | Heavy duty vehicles stock additions¦Electricity¦New electric heavy duty vehicles | Thousand | 0 | 0.18916 | 39.8047 | 0.015684 | 9.1935 | 5.8528 | 44.2153 | 23.5092 | 38.0608 | 47.318 | 26.9077 | 43.3841
| SPS1 | CH | Heavy duty vehicles stock additions¦Hydrogen¦New fuel cell electric heavy duty vehicles | Thousand | 0 | 0.0013313 | 0.0011165 | 0.0006919 | 0.0056323 | 0.0025128 | 0.0045078 | 0.0027238 | 0.0037359 | 0.0047222 | 0.0027333 | 0.0050706
| SPS1 | CH | Heavy duty vehicles stock additions¦Motor Gasoline¦Total¦Existing gasoline heavy duty vehicles | Thousand | 0 | 0 | 0 | 0 | 0 | 0 | 0 | 0 | 0 | 0 | 0 | 0
| SPS1 | CH | Heavy duty vehicles stock additions¦Motor Gasoline¦Total¦New gasoline heavy duty vehicles | Thousand | 0 | 0 | 0 | 0 | 0 | 0 | 0 | 0 | 0 | 0 | 0 | 0
| SPS1 | CH | Heavy duty vehicles stock additions¦Motor Diesel¦Total¦Existing ICE diesel heavy duty vehicles | Thousand | 0 | 0 | 0 | 0 | 0 | 0 | 0 | 0 | 0 | 0 | 0 | 0
| SPS1 | CH | Heavy duty vehicles stock additions¦Motor Diesel¦Total¦New ICE diesel heavy duty vehicles | Thousand | 0 | 0.0030295 | 0.001057 | 0.046469 | 0.0087638 | 0.0094143 | 0.0042977 | 0 | 0 | 0 | 0 | 0
| SPS1 | CH | Heavy duty vehicles stock additions¦Motor Diesel¦Total¦New hybrid diesel heavy duty vehicles | Thousand | 0 | 2.3898 | 0.0024125 | 12.7899 | 34.7146 | 7.8058 | 0.011994 | 0 | 0 | 0 | 0 | 0
| SPS1 | CH | Heavy duty vehicles stock additions¦Motor Gas¦Total¦New ICE Gas heavy duty vehicles | Thousand | 0 | 0.0027593 | 0.050648 | 0.078261 | 0.10217 | 0.039739 | 0.018423 | 0 | 0 | 0 | 0 | 0
| SPS1 | CH | Space and water heat boiler capacity additions in Residential sector | GWth/yr. | 0.00043944 | 0.85118 | 0.58578 | 1.1116 | 5.8581 | 3.5875 | 1.9451 | 5.5307 | 2.8018 | 2.0818 | 5.3013 | 2.6773
| SPS1 | CH | Space and water heat boiler capacity additions in Residential sector¦Space heating | GWth/yr. | 0.00034477 | 0.69311 | 0.2811 | 0.87897 | 5.0179 | 2.6463 | 1.3775 | 4.5022 | 2.2569 | 1.6893 | 4.3581 | 2.1191
| SPS1 | CH | Space and water heat boiler capacity additions in Residential sector¦Space heating¦Electricty | GWth/yr. | 1.8154e-05 | 0.30416 | 0.19695 | 0.86682 | 2.5961 | 2.0834 | 1.0136 | 3.0644 | 1.947 | 1.3135 | 3.2916 | 1.7759
| SPS1 | CH | Space and water heat boiler capacity additions in Residential sector¦Space heating¦Electricty¦Electric boiler | GWth/yr. | 1.3674e-05 | 0.030633 | 4.868e-05 | 0.00024629 | 0.11631 | 0.053659 | 0.0013796 | 0.08233 | 0.13912 | 0.12285 | 0.26503 | 0.010532
| SPS1 | CH | Space and water heat boiler capacity additions in Residential sector¦Space heating¦Electricty¦Heat pump electric | GWth/yr. | 4.4801e-06 | 0.27353 | 0.1969 | 0.86657 | 2.4798 | 2.0297 | 1.0122 | 2.9821 | 1.8079 | 1.1906 | 3.0266 | 1.7653
| SPS1 | CH | Space and water heat boiler capacity additions in Residential sector¦Space heating¦Oil | GWth/yr. | 0 | 8.1508e-06 | 8.7625e-06 | 1.0363e-05 | 0.0021725 | 0.00041048 | 4.1667e-05 | 0.0017999 | 4.0821e-05 | 0.00012457 | 0.0013604 | 0.00046327
| SPS1 | CH | Space and water heat boiler capacity additions in Residential sector¦Space heating¦Oil¦Light fuel oil boiler | GWth/yr. | 0 | 8.1508e-06 | 8.7625e-06 | 1.0363e-05 | 0.0021725 | 0.00041048 | 4.1667e-05 | 0.0017999 | 4.0821e-05 | 0.00012457 | 0.0013604 | 0.00046327
| SPS1 | CH | Space and water heat boiler capacity additions in Residential sector¦Space heating¦Gas | GWth/yr. | 2.9632e-06 | 0.22054 | 0.076926 | 0.00030496 | 1.9152 | 0.060595 | 0.19909 | 0.61942 | 0.026564 | 0.17416 | 0.41991 | 0.037206
| SPS1 | CH | Space and water heat boiler capacity additions in Residential sector¦Space heating¦Gas¦Gas boiler | GWth/yr. | 0 | 0.22049 | 0.071211 | 0.00015516 | 1.602 | 0.058604 | 2.7741e-05 | 0.5752 | 4.6575e-05 | 0.00010262 | 0.37574 | 0.0094375
| SPS1 | CH | Space and water heat boiler capacity additions in Residential sector¦Space heating¦Gas¦Heat pump gas | GWth/yr. | 2.9632e-06 | 4.6393e-05 | 0.0057153 | 0.0001498 | 0.31319 | 0.001991 | 0.19906 | 0.044213 | 0.026517 | 0.17405 | 0.044165 | 0.027768
| SPS1 | CH | Space and water heat boiler capacity additions in Residential sector¦Space heating¦Coal | GWth/yr. | 0 | 0 | 0 | 0 | 0 | 0 | 0 | 0 | 0 | 0 | 0 | 0
| SPS1 | CH | Space and water heat boiler capacity additions in Residential sector¦Space heating¦Coal¦Coal boiler | GWth/yr. | 0 | 0 | 0 | 0 | 0 | 0 | 0 | 0 | 0 | 0 | 0 | 0
| SPS1 | CH | Space and water heat boiler capacity additions in Residential sector¦Space heating¦Wood | GWth/yr. | 0.00015329 | 0.10806 | 0.0060327 | 2.1641e-05 | 0.22749 | 0.18124 | 0.01819 | 0.30961 | 0.0036136 | 0.029269 | 0.14961 | 0.028366
| SPS1 | CH | Space and water heat boiler capacity additions in Residential sector¦Space heating¦Wood¦Wood boiler | GWth/yr. | 0.00015329 | 0.10806 | 0.0060327 | 2.1641e-05 | 0.22749 | 0.18124 | 0.01819 | 0.30961 | 0.0036136 | 0.029269 | 0.14961 | 0.028366
| SPS1 | CH | Space and water heat boiler capacity additions in Residential sector¦Space heating¦Pellets | GWth/yr. | 1.849e-05 | 0.036685 | 0.00015512 | 0.011173 | 0.17862 | 0.080315 | 0.015138 | 0.18661 | 0.071387 | 0.030502 | 0.17672 | 0.085186
| SPS1 | CH | Space and water heat boiler capacity additions in Residential sector¦Space heating¦Pellets¦Pellets boiler | GWth/yr. | 1.849e-05 | 0.036685 | 0.00015512 | 0.011173 | 0.17862 | 0.080315 | 0.015138 | 0.18661 | 0.071387 | 0.030502 | 0.17672 | 0.085186
| SPS1 | CH | Space and water heat boiler capacity additions in Residential sector¦Space heating¦Solar | GWth/yr. | 0.00015188 | 0.023653 | 0.0010262 | 0.00064039 | 0.098284 | 0.24033 | 0.13149 | 0.32043 | 0.20821 | 0.14178 | 0.31892 | 0.19199
| SPS1 | CH | Space and water heat boiler capacity additions in Residential sector¦Space heating¦Solar¦Solar thermal | GWth/yr. | 0.00015188 | 0.023653 | 0.0010262 | 0.00064039 | 0.098284 | 0.24033 | 0.13149 | 0.32043 | 0.20821 | 0.14178 | 0.31892 | 0.19199
| SPS1 | CH | Space and water heat boiler capacity additions in Residential sector¦Space heating¦Hydrogen | GWth/yr. | 0 | 0 | 0 | 0 | 0 | 0 | 0 | 0 | 0 | 0 | 0 | 0
| SPS1 | CH | Space and water heat boiler capacity additions in Residential sector¦Space heating¦Hydrogen¦Hydrogen boiler | GWth/yr. | 0 | 0 | 0 | 0 | 0 | 0 | 0 | 0 | 0 | 0 | 0 | 0
| SPS1 | CH | Space and water heat boiler capacity additions in Residential sector¦Water heating | GWth/yr. | 9.4669e-05 | 0.15807 | 0.30468 | 0.23262 | 0.84024 | 0.94124 | 0.56755 | 1.0284 | 0.5449 | 0.39245 | 0.94318 | 0.55827
| SPS1 | CH | Space and water heat boiler capacity additions in Residential sector¦Water heating¦Electricty | GWth/yr. | 9.4669e-05 | 0.068206 | 0.10112 | 0.21596 | 0.58519 | 0.47342 | 0.18121 | 0.58659 | 0.53844 | 0.35898 | 0.50757 | 0.54909
| SPS1 | CH | Space and water heat boiler capacity additions in Residential sector¦Water heating¦Electricty¦Electric boiler | GWth/yr. | 8.7854e-05 | 0.03537 | 2.0766e-05 | 2.6741e-05 | 0.070565 | 0.032092 | 1.2234e-05 | 0.062566 | 0.048071 | 0.050133 | 0.095292 | 0.0025712
| SPS1 | CH | Space and water heat boiler capacity additions in Residential sector¦Water heating¦Electricty¦Heat pump electric | GWth/yr. | 6.8148e-06 | 0.032836 | 0.1011 | 0.21593 | 0.51463 | 0.44133 | 0.1812 | 0.52402 | 0.49037 | 0.30885 | 0.41227 | 0.54652
| SPS1 | CH | Space and water heat boiler capacity additions in Residential sector¦Water heating¦Oil | GWth/yr. | 0 | 4.5997e-06 | 2.8144e-06 | 2.8287e-06 | 0.00014786 | 0.00015891 | 6.3669e-06 | 0 | 0.00029246 | 2.7976e-05 | 0.00010043 | 0.00019769
| SPS1 | CH | Space and water heat boiler capacity additions in Residential sector¦Water heating¦Oil¦Light fuel oil boiler | GWth/yr. | 0 | 4.5997e-06 | 2.8144e-06 | 2.8287e-06 | 0.00014786 | 0.00015891 | 6.3669e-06 | 0 | 0.00029246 | 2.7976e-05 | 0.00010043 | 0.00019769
| SPS1 | CH | Space and water heat boiler capacity additions in Residential sector¦Water heating¦Gas | GWth/yr. | 0 | 2.8611e-05 | 0.20353 | 0.016183 | 0.18533 | 0.010481 | 0.046209 | 0.066832 | 0.0030779 | 0.03233 | 0.05753 | 0.0044423
| SPS1 | CH | Space and water heat boiler capacity additions in Residential sector¦Water heating¦Gas¦Gas boiler | GWth/yr. | 0 | 1.1815e-05 | 0.20236 | 0.016162 | 0.13108 | 0.010432 | 0.0076291 | 0.056165 | 1.8034e-05 | 4.0899e-05 | 0.046566 | 0.00019211
| SPS1 | CH | Space and water heat boiler capacity additions in Residential sector¦Water heating¦Gas¦Heat pump gas | GWth/yr. | 0 | 1.6796e-05 | 0.0011695 | 2.0258e-05 | 0.054249 | 4.8567e-05 | 0.03858 | 0.010667 | 0.0030599 | 0.032289 | 0.010964 | 0.0042502
| SPS1 | CH | Space and water heat boiler capacity additions in Residential sector¦Water heating¦Coal | GWth/yr. | 0 | 0 | 0 | 0 | 0 | 0 | 0 | 0 | 0 | 0 | 0 | 0
| SPS1 | CH | Space and water heat boiler capacity additions in Residential sector¦Water heating¦Coal¦Coal boiler | GWth/yr. | 0 | 0 | 0 | 0 | 0 | 0 | 0 | 0 | 0 | 0 | 0 | 0
| SPS1 | CH | Space and water heat boiler capacity additions in Residential sector¦Water heating¦Wood | GWth/yr. | 0 | 0.0051511 | 3.9349e-06 | 3.6028e-06 | 0.0052814 | 0.0097916 | 2.5906e-05 | 0.01094 | 0.00017183 | 0.00021427 | 0.006183 | 0.0008186
| SPS1 | CH | Space and water heat boiler capacity additions in Residential sector¦Water heating¦Wood¦Wood boiler | GWth/yr. | 0 | 0.0051511 | 3.9349e-06 | 3.6028e-06 | 0.0052814 | 0.0097916 | 2.5906e-05 | 0.01094 | 0.00017183 | 0.00021427 | 0.006183 | 0.0008186
| SPS1 | CH | Space and water heat boiler capacity additions in Residential sector¦Water heating¦Pellets | GWth/yr. | 0 | 0.0019798 | 2.5331e-06 | 4.5318e-06 | 0.0057226 | 0.0041453 | 0.00023255 | 0.0067045 | 0.0028985 | 0.00087415 | 0.006623 | 0.0036042
| SPS1 | CH | Space and water heat boiler capacity additions in Residential sector¦Water heating¦Pellets¦Pellets boiler | GWth/yr. | 0 | 0.0019798 | 2.5331e-06 | 4.5318e-06 | 0.0057226 | 0.0041453 | 0.00023255 | 0.0067045 | 0.0028985 | 0.00087415 | 0.006623 | 0.0036042
| SPS1 | CH | Space and water heat boiler capacity additions in Residential sector¦Water heating¦Solar | GWth/yr. | 0 | 0.082705 | 2.6021e-05 | 0.00047106 | 0.058562 | 0.44324 | 0.33987 | 0.35736 | 2.6579e-05 | 2.4892e-05 | 0.36518 | 0.0001122
| SPS1 | CH | Space and water heat boiler capacity additions in Residential sector¦Water heating¦Solar¦Solar thermal | GWth/yr. | 0 | 0.082705 | 2.6021e-05 | 0.00047106 | 0.058562 | 0.44324 | 0.33987 | 0.35736 | 2.6579e-05 | 2.4892e-05 | 0.36518 | 0.0001122
| SPS1 | CH | Space and water heat boiler capacity additions in Residential sector¦Water heating¦Hydrogen | GWth/yr. | 0 | 0 | 0 | 0 | 0 | 0 | 0 | 0 | 0 | 0 | 0 | 0
| SPS1 | CH | Space and water heat boiler capacity additions in Residential sector¦Water heating¦Hydrogen¦Hydrogen boiler | GWth/yr. | 0 | 0 | 0 | 0 | 0 | 0 | 0 | 0 | 0 | 0 | 0 | 0
| SPS1 | CH | Process and space heating capacity additions in industry sectors | GWth/yr. | 0.0049577 | 0.27709 | 0.1801 | 0.77878 | 2.0452 | 0.92942 | 0.54219 | 1.6497 | 0.80461 | 0.81193 | 1.524 | 0.80935
| SPS1 | CH | Process and space heating capacity additions in industry sectors¦Electricity | GWth/yr. | 0 | 0.19702 | 0.14099 | 0.74069 | 0.63969 | 0.58664 | 0.53515 | 0.80144 | 0.52073 | 0.55447 | 0.88931 | 0.47534
| SPS1 | CH | Process and space heating capacity additions in industry sectors¦Electricity¦Electric boiler | GWth/yr. | 0 | 0.18017 | 0.024082 | 0.60816 | 0.49167 | 0.34017 | 0.30337 | 0.51754 | 0.3212 | 0.31696 | 0.59784 | 0.28844
| SPS1 | CH | Process and space heating capacity additions in industry sectors¦Electricity¦Heat pump electric | GWth/yr. | 0 | 0.016853 | 0.11691 | 0.13253 | 0.14802 | 0.24647 | 0.23177 | 0.28389 | 0.19952 | 0.23751 | 0.29147 | 0.1869
| SPS1 | CH | Process and space heating capacity additions in industry sectors¦Oil | GWth/yr. | 0.0049577 | 0.011652 | 0.00029957 | 0.00027278 | 0.14873 | 0.016934 | 0.00021727 | 0.00051065 | 0.014522 | 0.0015451 | 0.0045091 | 0.0097635
| SPS1 | CH | Process and space heating capacity additions in industry sectors¦Oil¦Light fuel boiler | GWth/yr. | 0 | 0.011478 | 0.00019985 | 0.0002086 | 0.14852 | 0.016591 | 0.00014667 | 0.00051048 | 0.014522 | 0.0015449 | 0.004509 | 0.0097634
| SPS1 | CH | Process and space heating capacity additions in industry sectors¦Oil¦Heavy fuel boiler | GWth/yr. | 0.0049577 | 0.00017485 | 9.972e-05 | 6.4176e-05 | 0.00021136 | 0.00034286 | 7.0594e-05 | 1.7806e-07 | 2.14e-07 | 2.2131e-07 | 1.5497e-07 | 1.131e-07
| SPS1 | CH | Process and space heating capacity additions in industry sectors¦Gas | GWth/yr. | 0 | 0.0021585 | 0.038196 | 0.00021993 | 0.22523 | 0.15774 | 0.00021155 | 0.0046024 | 0.034094 | 0.0331 | 0.0039375 | 0.016208
| SPS1 | CH | Process and space heating capacity additions in industry sectors¦Gas¦Gas boiler | GWth/yr. | 0 | 0.00045508 | 0.036587 | 0.00021014 | 0.22375 | 0.15468 | 0.0001575 | 0.00070503 | 0.032418 | 0.03135 | 0.00060357 | 0.013365
| SPS1 | CH | Process and space heating capacity additions in industry sectors¦Gas¦Heat pump gas | GWth/yr. | 0 | 0.0017034 | 0.0016088 | 9.7864e-06 | 0.0014741 | 0.0030546 | 5.4051e-05 | 0.0038974 | 0.0016762 | 0.0017497 | 0.0033339 | 0.0028435
| SPS1 | CH | Process and space heating capacity additions in industry sectors¦Gas¦Biogas boiler | GWth/yr. | 0 | 0.014809 | 0.031121 | 0.10862 | 0.03296 | 0.12051 | 0.056754 | 0.052744 | 0.11498 | 0.051356 | 0.081808 | 0.09027
| SPS1 | CH | Process and space heating capacity additions in industry sectors¦Coal | GWth/yr. | 0 | 5.947e-05 | 5.8301e-05 | 4.2107e-05 | 0.00015463 | 0.00028782 | 4.374e-05 | 1.4635e-06 | 3.4164e-06 | 3.8816e-06 | 3.4167e-06 | 5.7626e-06
| SPS1 | CH | Process and space heating capacity additions in industry sectors¦Coal¦Coal boiler | GWth/yr. | 0 | 5.947e-05 | 5.8301e-05 | 4.2107e-05 | 0.00015463 | 0.00028782 | 4.374e-05 | 1.4635e-06 | 3.4164e-06 | 3.8816e-06 | 3.4167e-06 | 5.7626e-06
| SPS1 | CH | Process and space heating capacity additions in industry sectors¦Wood | GWth/yr. | 0 | 0.054941 | 0.00020517 | 0.033922 | 0.26796 | 0.1094 | 0.00020879 | 0.25736 | 0.049848 | 0.13479 | 0.1094 | 0.080615
| SPS1 | CH | Process and space heating capacity additions in industry sectors¦Wood¦Wood boiler | GWth/yr. | 0 | 0.054941 | 0.00020517 | 0.033922 | 0.26796 | 0.1094 | 0.00020879 | 0.25736 | 0.049848 | 0.13479 | 0.1094 | 0.080615
| SPS1 | CH | Process and space heating capacity additions in industry sectors¦Pellets | GWth/yr. | 0 | 0.0083895 | 0.00026672 | 0.0035414 | 0.027599 | 0.012208 | 0.0050585 | 0.027226 | 0.010916 | 0.0040375 | 0.025698 | 0.0066423
| SPS1 | CH | Process and space heating capacity additions in industry sectors¦Pellets¦Pellet boiler | GWth/yr. | 0 | 0.0083895 | 0.00026672 | 0.0035414 | 0.027599 | 0.012208 | 0.0050585 | 0.027226 | 0.010916 | 0.0040375 | 0.025698 | 0.0066423
| SPS1 | CH | Process and space heating capacity additions in industry sectors¦Wastes | GWth/yr. | 0 | 7.8049e-05 | 7.8915e-05 | 8.7159e-05 | 0.15494 | 0.040222 | 0.00039799 | 0.00041547 | 0.00012388 | 0.00024348 | 5.4962e-05 | 4.0429e-05
| SPS1 | CH | Process and space heating capacity additions in industry sectors¦Wastes¦Wastes boiler | GWth/yr. | 0 | 7.8049e-05 | 7.8915e-05 | 8.7159e-05 | 0.15494 | 0.040222 | 0.00039799 | 0.00041547 | 0.00012388 | 0.00024348 | 5.4962e-05 | 4.0429e-05
| SPS1 | CH | Process and space heating capacity additions in industry sectors¦Solar | GWth/yr. | 0 | 0.0027956 | 3.2527e-06 | 4.2417e-06 | 0.0086405 | 0.004433 | 0.00039263 | 0.0086496 | 0.0038055 | 0.0010253 | 0.0083293 | 0.0041582
| SPS1 | CH | Process and space heating capacity additions in industry sectors¦Solar¦Solar thermal | GWth/yr. | 0 | 0.0027956 | 3.2527e-06 | 4.2417e-06 | 0.0086405 | 0.004433 | 0.00039263 | 0.0086496 | 0.0038055 | 0.0010253 | 0.0083293 | 0.0041582
| SPS1 | CH | Process and space heating capacity additions in industry sectors¦Hydrogen | GWth/yr. | 0 | 0 | 0 | 0 | 0.5723 | 0.0015565 | 0.00051877 | 0.54949 | 0.17058 | 0.08271 | 0.48275 | 0.21657
| SPS1 | CH | Process and space heating capacity additions in industry sectors¦Hydrogen¦Hydrogen boiler | GWth/yr. | 0 | 0 | 0 | 0 | 0.5723 | 0.0015565 | 0.00051877 | 0.54949 | 0.17058 | 0.08271 | 0.48275 | 0.21657
| SPS1 | CH | Space water and process heat boiler capacity additions in Services sectors | GWth/yr. | 0.00016238 | 0.032792 | 0.15141 | 0.048274 | 2.6252 | 1.9715 | 0.84965 | 2.6007 | 1.9163 | 1.1344 | 2.7474 | 1.7169
| SPS1 | CH | Space water and process heat boiler capacity additions in Services sectors¦Electricity | GWth/yr. | 1.7901e-05 | 1.5457e-05 | 0.15057 | 0.016387 | 0.3143 | 0.25008 | 0.032015 | 1.0039 | 0.34298 | 0.15492 | 1.0241 | 0.63232
| SPS1 | CH | Space water and process heat boiler capacity additions in Services sectors¦Electricity¦Electric boiler | GWth/yr. | 1.6975e-05 | 1.0465e-05 | 0.15056 | 0.016373 | 0.00018377 | 0.10839 | 8.3222e-05 | 0.00020044 | 0.11932 | 0.043338 | 0.00041626 | 0.041989
| SPS1 | CH | Space water and process heat boiler capacity additions in Services sectors¦Electricity¦Heat pump electric | GWth/yr. | 9.2553e-07 | 4.9915e-06 | 7.5289e-06 | 1.4118e-05 | 0.31412 | 0.14169 | 0.031932 | 1.0037 | 0.22366 | 0.11158 | 1.0237 | 0.59033
| SPS1 | CH | Space water and process heat boiler capacity additions in Services sectors¦Oil | GWth/yr. | 9.3291e-06 | 1.2572e-05 | 1.1768e-05 | 1.621e-05 | 0.071863 | 0.31683 | 2.6888e-05 | 0.036697 | 0.078081 | 0.00017267 | 0.065745 | 0.042881
| SPS1 | CH | Space water and process heat boiler capacity additions in Services sectors¦Oil¦Light fuel boiler | GWth/yr. | 9.3291e-06 | 1.2572e-05 | 1.1768e-05 | 1.621e-05 | 0.071863 | 0.31683 | 2.6888e-05 | 0.036697 | 0.078081 | 0.00017267 | 0.065745 | 0.042881
| SPS1 | CH | Space water and process heat boiler capacity additions in Services sectors¦Gas | GWth/yr. | 2.6639e-05 | 0.00037226 | 0.00075672 | 0.00016164 | 1.1341 | 0.8181 | 0.044631 | 0.85479 | 0.86669 | 0.76765 | 0.89621 | 0.49458
| SPS1 | CH | Space water and process heat boiler capacity additions in Services sectors¦Gas¦Gas boiler | GWth/yr. | 9.608e-07 | 1.3008e-05 | 1.389e-05 | 0.00011099 | 0.99021 | 0.65293 | 0.044501 | 0.73434 | 0.74655 | 0.66225 | 0.73691 | 0.39379
| SPS1 | CH | Space water and process heat boiler capacity additions in Services sectors¦Gas¦Heat pump gas | GWth/yr. | 5.472e-06 | 0.00027561 | 0.00073061 | 3.7057e-05 | 0.0082693 | 0.0091955 | 7.1178e-05 | 0.014995 | 7.832e-05 | 0.023094 | 0.001519 | 0.0021149
| SPS1 | CH | Space water and process heat boiler capacity additions in Services sectors¦Gas¦Biogas boiler | GWth/yr. | 2.0206e-05 | 8.3645e-05 | 1.2219e-05 | 1.3598e-05 | 0.1356 | 0.15597 | 5.9119e-05 | 0.10546 | 0.12007 | 0.0823 | 0.15778 | 0.098674
| SPS1 | CH | Space water and process heat boiler capacity additions in Services sectors¦Wood | GWth/yr. | 7.5601e-06 | 2.6316e-05 | 1.5475e-05 | 1.9799e-05 | 0.48316 | 0.16967 | 0.60292 | 0.00056242 | 0.18566 | 9.1677e-05 | 0.00026685 | 0.094545
| SPS1 | CH | Space water and process heat boiler capacity additions in Services sectors¦Wood¦Wood boiler | GWth/yr. | 7.5601e-06 | 2.6316e-05 | 1.5475e-05 | 1.9799e-05 | 0.48316 | 0.16967 | 0.60292 | 0.00056242 | 0.18566 | 9.1677e-05 | 0.00026685 | 0.094545
| SPS1 | CH | Space water and process heat boiler capacity additions in Services sectors¦Pellets | GWth/yr. | 6.3924e-06 | 0.023427 | 1.5685e-05 | 1.8157e-05 | 0.12186 | 0.061596 | 0.00012825 | 0.19899 | 0.00020405 | 7.5104e-05 | 0.2001 | 0.071685
| SPS1 | CH | Space water and process heat boiler capacity additions in Services sectors¦Pellets¦Pellet boiler | GWth/yr. | 6.3924e-06 | 0.023427 | 1.5685e-05 | 1.8157e-05 | 0.12186 | 0.061596 | 0.00012825 | 0.19899 | 0.00020405 | 7.5104e-05 | 0.2001 | 0.071685
| SPS1 | CH | Space water and process heat boiler capacity additions in Services sectors¦Solar | GWth/yr. | 9.4555e-05 | 0.0089378 | 4.1649e-05 | 5.228e-05 | 0.49733 | 0.33798 | 0.16989 | 0.49733 | 0.30856 | 0.19932 | 0.50706 | 0.29883
| SPS1 | CH | Space water and process heat boiler capacity additions in Services sectors¦Solar¦Solar thermal | GWth/yr. | 9.4555e-05 | 0.0089378 | 4.1649e-05 | 5.228e-05 | 0.49733 | 0.33798 | 0.16989 | 0.49733 | 0.30856 | 0.19932 | 0.50706 | 0.29883
| SPS1 | CH | Space water and process heat boiler capacity additions in Services sectors¦Hydrogen | GWth/yr. | 0 | 0 | 0 | 0.031619 | 0.0026317 | 0.017238 | 3.2645e-05 | 0.0084162 | 0.13414 | 0.012211 | 0.05388 | 0.082031
| SPS1 | CH | Space water and process heat boiler capacity additions in Services sectors¦Hydrogen¦Hydrogen boiler | GWth/yr. | 0 | 0 | 0 | 0.031619 | 0.0026317 | 0.017238 | 3.2645e-05 | 0.0084162 | 0.13414 | 0.012211 | 0.05388 | 0.082031
| SPS1 | CH | Domestic hydrogen production capacity additions | GW-H2/yr. | 0.0012238 | 0.00023795 | 5.1117e-05 | 0.019314 | 0.48519 | 0.88249 | 0.76766 | 1.6996 | 0.053498 | 0.68409 | 0.80602 | 1.4113
| SPS1 | CH | Domestic hydrogen production capacity additions¦Electricity | GW-H2/yr. | 0.0012238 | 0.00023795 | 5.1117e-05 | 0.018715 | 0.4831 | 0.88246 | 0.76762 | 1.527 | 0.047395 | 0.66453 | 0.69316 | 1.4031
| SPS1 | CH | Domestic hydrogen production capacity additions¦Electricity¦PEM electrolysis small-medium scale | GW-H2/yr. | 0.0012238 | 0.00023795 | 5.1117e-05 | 0.01867 | 0.48305 | 0.52963 | 0.71358 | 1.5117 | 0.00095568 | 0.35595 | 0.64118 | 1.3808
| SPS1 | CH | Domestic hydrogen production capacity additions¦Electricity¦PEM electrolysis large scale | GW-H2/yr. | 0 | 0 | 0 | 4.4869e-05 | 5.4511e-05 | 0.34917 | 0.051911 | 0.011445 | 0.046236 | 0.303 | 0.051873 | 0.011622
| SPS1 | CH | Domestic hydrogen production capacity additions¦Electricity¦SOEC electrolysis | GW-H2/yr. | 0 | 0 | 0 | 0 | 0 | 0.0036659 | 0.0021327 | 0.0038661 | 0.00020323 | 0.0055867 | 0.00010206 | 0.010693
| SPS1 | CH | Domestic hydrogen production capacity additions¦Gas | GW-H2/yr. | 0 | 0 | 0 | 5.8413e-06 | 8.7748e-06 | 1.8825e-05 | 2.6452e-05 | 0.0016144 | 4.0712e-05 | 0.00068379 | 7.0663e-05 | 0.0025812
| SPS1 | CH | Domestic hydrogen production capacity additions¦Gas¦SMR-ATR Reforming | GW-H2/yr. | 0 | 0 | 0 | 5.8413e-06 | 8.7748e-06 | 1.0843e-05 | 1.7599e-05 | 0.0009037 | 3.0161e-05 | 0.00048733 | 4.9695e-05 | 0.0017811
| SPS1 | CH | Domestic hydrogen production capacity additions¦Gas¦SMR-ATR Reforming CCS | GW-H2/yr. | 0 | 0 | 0 | 0 | 0 | 7.9824e-06 | 8.853e-06 | 0.00071069 | 1.055e-05 | 0.00019646 | 2.0968e-05 | 0.00080009
| SPS1 | CH | Domestic hydrogen production capacity additions¦Wood | GW-H2/yr. | 0 | 0 | 0 | 0.00059321 | 0.0020751 | 6.6154e-06 | 9.325e-06 | 0.17099 | 0.0060622 | 0.018874 | 0.11279 | 0.0055821
| SPS1 | CH | Domestic hydrogen production capacity additions¦Wood¦Gasification | GW-H2/yr. | 0 | 0 | 0 | 0.00059321 | 0.0020751 | 6.6154e-06 | 9.325e-06 | 8.3485e-06 | 1.0349e-05 | 0.00046411 | 9.6371e-06 | 0.00044785
| SPS1 | CH | Domestic hydrogen production capacity additions¦Wood¦Gasification CCS | GW-H2/yr. | 0 | 0 | 0 | 0 | 0 | 0 | 0 | 0.17098 | 0.0060518 | 0.01841 | 0.11278 | 0.0051343
| SPS1 | CH | Other fuel synthesis capacity additions | GW-output/yr.
| SPS1 | CH | Other fuel synthesis capacity additions¦Domestic biodiesel production¦Wood¦Fischer Tropsch | GW-output/yr. | 3.7121e-06 | 1.6177e-06 | 1.9113e-06 | 1.1109e-06 | 0.00025824 | 1.9395e-05 | 2.286e-05 | 0.00017676 | 3.9646e-05 | 0.001227 | 7.1308e-06 | 4.3958e-05
| SPS1 | CH | Other fuel synthesis capacity additions¦Domestic biodiesel production¦Wood¦Fischer Tropsch CCS | GW-output/yr. | 0 | 0 | 0 | 0 | 0 | 0.00022486 | 1.8209e-05 | 0.22159 | 2.8889e-06 | 4.8433e-06 | 9.6582e-06 | 0.20459
| SPS1 | CH | Other fuel synthesis capacity additions¦Domestic ethanol production¦Wood¦Ethanol reactor | GW-output/yr. | 0.0082257 | 4.6106e-06 | 0.03013 | 7.3234e-07 | 5.8645e-06 | 5.7893e-06 | 0.0001251 | 0.00013485 | 1.0472e-05 | 0.00060724 | 7.2285e-06 | 0.00014879
| SPS1 | CH | Other fuel synthesis capacity additions¦Domestic ethanol production¦Wood¦Ethanol reactor with CCS | GW-output/yr. | 0 | 0 | 0 | 0 | 0 | 0.00010251 | 0.00010714 | 9.7471e-05 | 5.2812e-05 | 0.00098159 | 3.9595e-06 | 6.8928e-05
| SPS1 | CH | Other fuel synthesis capacity additions¦Domestic biogas production¦Manure¦Fermentation | GW-output/yr. | 0.056887 | 0.10554 | 1.8555e-05 | 1.2842e-05 | 0.0001005 | 0.074255 | 0.092276 | 0.14423 | 0.0098653 | 0.064483 | 0.09226 | 0.14432
| SPS1 | CH | Other fuel synthesis capacity additions¦Domestic biogas production¦Wastes¦Renewable¦Gasification | GW-output/yr. | 0.0041199 | 0.0044604 | 1.6285e-05 | 0.075692 | 0.11686 | 0.12064 | 0.058821 | 0.075573 | 0.12591 | 0.16726 | 0.061858 | 0.07578
| SPS1 | CH | Other fuel synthesis capacity additions¦Domestic biogas production¦Wastes¦Renewable¦Gasification CCS | GW-output/yr. | 0 | 0 | 0 | 0 | 0 | 0 | 0 | 0 | 0 | 0 | 0 | 0
| SPS1 | CH | Other fuel synthesis capacity additions¦Domestic biogas production¦Wastes¦Renewable¦Hydrothermal gasification | GW-output/yr. | 0 | 0 | 0 | 0 | 0 | 0.00022004 | 6.8937e-05 | 0.0036863 | 2.9743e-06 | 0.00031104 | 3.8501e-06 | 0.00074795
| SPS1 | CH | Other fuel synthesis capacity additions¦Domestic biogas production¦Wastes¦Renewable¦Hydrothermal gasification CCS | GW-output/yr. | 0 | 0 | 0 | 0 | 0 | 4.1493e-05 | 5.072e-05 | 0.00033739 | 1.3579e-06 | 4.892e-05 | 5.5954e-06 | 0.00038609
| SPS1 | CH | Other fuel synthesis capacity additions¦Domestic biogas production¦Wood¦Gasification | GW-output/yr. | 8.7786e-06 | 0.00016296 | 9.7817e-06 | 6.9837e-06 | 0.00011525 | 1.4926e-05 | 8.9161e-05 | 0.00012971 | 1.6379e-05 | 0.00019216 | 4.3879e-05 | 0.00085627
| SPS1 | CH | Other fuel synthesis capacity additions¦Domestic biogas production¦Wood¦Gasification CCS | GW-output/yr. | 0 | 0 | 0 | 0 | 0 | 0.00015789 | 3.0357e-05 | 0.00025923 | 1.9298e-05 | 0.00026402 | 2.3801e-05 | 0.00094296
| SPS1 | CH | Other fuel synthesis capacity additions¦Biomethane production from biogas upgrade | GW-output/yr. | 0.014412 | 0.068956 | 5.0965e-06 | 4.1547e-06 | 0.00075482 | 0.042921 | 0.080928 | 0.12268 | 0.074347 | 0.053776 | 0.08092 | 0.12313
| SPS1 | CH | Other fuel synthesis capacity additions¦Domestic wood to pellet production¦Pellets | GW-output/yr. | 0.15777 | 0.049587 | 1.6915e-05 | 1.6587e-05 | 0.16116 | 0.17877 | 0.099077 | 0.060597 | 0.067905 | 0.21703 | 0.089169 | 0.054128
| SPS1 | CH | Other fuel synthesis capacity additions¦Domestic PtG and PtL production¦PtG¦PtG gas | GW-output/yr. | 0 | 0 | 0 | 8.608e-06 | 2.6622e-05 | 0.14403 | 0.43385 | 1.0057 | 5.6535e-05 | 0.00011519 | 0.064465 | 0.33623
| SPS1 | CH | Other fuel synthesis capacity additions¦Domestic PtG and PtL production¦PtL¦PtL Diesel | GW-output/yr. | 0 | 0 | 0 | 1.1778e-05 | 5.9261e-05 | 0.17269 | 0.0036158 | 6.8956e-05 | 7.7759e-05 | 0.029883 | 0.00010058 | 0.00024702
| SPS1 | CH | Other fuel synthesis capacity additions¦Domestic PtG and PtL production¦PtL¦PtL Gasoline | GW-output/yr. | 0 | 0 | 0 | 1.134e-05 | 5.6228e-05 | 0.19038 | 5.1556e-05 | 5.6232e-05 | 6.289e-05 | 0.021485 | 0.00012102 | 0.00044811

## check
| 2020 | 2022 | 2025 | 2030 | 2040 | 2050
Final energy consumption | 696.7774 | 686.5676 | 647.6358 | 619.7442 | 567.7822 | 547.7843
Industry | 142.2178 | 141.2033 | 142.4381 | 144.3526 | 136.8207 | 133.6312
Services | 140.1013 | 137.0524 | 130.5713 | 128.882 | 127.15 | 126.3383
Residential | 217.97 | 219.904 | 220.0143 | 217.6973 | 202.8994 | 192.0566
Transport | 196.4882 | 188.4079 | 154.612 | 128.8124 | 100.9122 | 95.7582
Fuel input to energy conversion and DAC | 511.7649 | 501.2842 | 504.497 | 532.9317 | 532.0188 | 534.3871
Electricity and heat | 493.7456 | 476.3963 | 478.9014 | 508.6241 | 498.4952 | 485.8725
Biofuel production | 18.012 | 24.8607 | 25.5688 | 23.6944 | 22.5261 | 27.0631
Hydrogen production | 0.007204 | 0.027195 | 0.026888 | 0.61321 | 10.9975 | 21.4512
DAC | 0 | 0 | 0 | 0 | 0 | 0.00028771
Total Primary energy consumption | 964.0691 | 963.2378 | 884.1662 | 874.9848 | 797.8636 | 747.7611
Domestic production | 301.5489 | 296.9695 | 329.3716 | 375.6381 | 432.4402 | 513.2443
Imports | 779.6903 | 701.7877 | 609.0541 | 547.3461 | 411.9832 | 283.1761
Exports | 117.1701 | 35.5195 | 54.2595 | 47.9994 | 46.5598 | 48.6593