## Variable_List
Variable | Description | Unit | Comment
Primary Production | Domestic primary production of resources | PJ/yr.
Imports | Imports of energy carriers | PJ/yr.
Exports | Exports of energy carriers | PJ/yr.
Electricity generation | Domestic electricity generation | PJ/yr.
Heat generation from CHPs and heat plants | Domestic heat production from CHPs (District heating CHPs or onsite CHPs) and heat plants | PJ/yr.
Fuel input for electricity generation | Fuel input allocated to domestic electricity generation only | PJ/yr.
Fuel input for heat generation from CHPs and heat plants | Fuel input allocated to domestic heat production from CHPs and heat plants only | PJ/yr.
Efficiency of power plants (electric) | Average annual efficiency of power plants and CHPs for electricity production only | % | The thermal efficiency of CHPs can be inferred from the Heat to Electricity production ratio, but it can also be provided; the average efficiency differs from the technical efficiency as it includes efficiency losses due to part load operation
Efficiency of heat plants (thermal) | Average annual efficiency of heat plants | % | It is the annual marketed efficiency including part load efficiency losses and differs from the full load nominal technical efficiency; for heat pumps refers to COP
Domestic biodiesel production | Domestic production of biodiesel | PJ/yr.
Heat from domestic biodiesel production | Heat produced as byproduct from biodiesel production and fed into the district heating network | PJ/yr.
Fuel input for domestic biodiesel production | Fuel input for the domestic production of biodiesel | PJ/yr.
Efficiency for domestic biodiesel production | Average annual efficiency for biodiesel and heat production | %
Domestic ethanol production | Domestic production of ethanol | PJ/yr.
Fuel input for domestic ethanol production | Fuel input for the domestic production of ethanol | PJ/yr.
Efficiency for domestic ethanol production | Average annual efficiency for domestic production of ethanol | %
Domestic biogas production | Domestic production of biogas and biogenic syngas | PJ/yr.
Electricity from domestic biogas production | Electriicty produced as byproduct from biogas production and fed into the grid | PJ/yr.
Heat from domestic biogas production | Heat produced as byproduct from biogas production and fed into the district heating network | PJ/yr.
Fuel input for domestic biogas production | Fuel input for domestic biogas production | PJ/yr.
Efficiency for domestic biogas production | Average annual efficiency for biogas production (accounting for byproduct production) | %
Domestic hydrogen production | Domestic hydrogen production | PJ/yr.
Fuel input for hydrogen production | Fuel input for deomstic hydrogen production | PJ/yr.
Efficiency for hydrogen production | Average annual efficiency for hydrogen production | % | Including losses due to part load operation
Biomethane production from biogas upgrade | Production of domestic biomethane from biogas | PJ/yr. | One technology only fuel output is biomethane
Fuel input for biogas upgrade to biomethane | Use of biogas for upgrade to biomethane | PJ/yr. | One technology only fuel input is biogas
Efficiency for biomethane production from biogas upgrade | Average annual efficiency of biogas to biomethane upgrade | PJ/yr. | One technology only fuel input is biogas, fuel output is biomethane
Domestic PtG and PtL production | Domestic production of power-to-gas and power-to-liquids | PJ/yr.
Fuel input for domestic PtG and PtL production | Fuel used for domestic PtG and PtL production (excl. CO2) | PJ/yr.
Efficiency for domestic PtG and PtL production | Average annual efficiency for PtG and PtL processes (excl. CO2 consumption) | %
CO2 input for domestic PtG and PtL production | CO2 input for domestic PtG and PtL production | Mt/yr. | The distinction of the source of CO2 (biogenic or fossil) is also provided and can be proportionally allocated to the technologies for PtG and PtL
Domestic wood to pellet production | Wood conversion to pellet domestic production output | PJ/yr. | One technology only , input is wood output is pellet
Fuel input for wood to pellet production | Wood conversion to pellet domestic production - input wood required | PJ/yr. | One technology only , input is wood output is pellet
Efficiency for wood to pellet production | Average annual efficiency of wood to pellet conversion | %
Fuel consumption in industry sectors | Fuel consumption in industry by fuel and technology | PJ/yr. | This unfortunately it will change when the new industrial sectors will be integrated into STEM
Process and space heating production in industry sectors | Energy service demand provided in the form of process and space heating in industry | PJ/yr. | This unfortunately it will change when the new industrial sectors will be integrated into STEM
Efficiency in industry sectors | Boilers efficiency and COP of heat pumps in the industrial sectors | % | This unfortunately it will change when the new industrial sectors will be integrated into STEM
Fuel consumption in Services sectors | Fuel consumption in services sectors by fuel and technology | PJ/yr.
Space water and process heat production in Services sectors | Production of energy service demand for space, water and process heat in Services sectors | PJ/yr.
Efficiency in Services sectors | Boilers efficiency and COP of heat pumps in the Services sectors | %
Fuel consumption in Residential sector | Fuel consumption for residential space and water heating (differentiated) by fuel and technology | PJ/yr.
Space and water heat production in Residential sector | Space and water heat production by technology in residential sectors | PJ/yr.
Efficiency in Residential sector | Average annual efficiency of residential boilers including part load lossess | %
Fuel consumption in cars | Fuel consumption in cars | PJ/yr. | The alternative fuels consumption is provided for totals but it can be proportionally allocated to cars
Cars mileage | Annual km driven by cars per car type and fuel | billion km/yr.
Cars efficiency | Average annual efficiency across all the stock of the same car type | km/MJ | Some extreme values are artefacts from the solution (very small numbers close to zero in consumption or mileage or both)
Fuel consumption in urban buses | Fuel consumption in urban buses (not trolleybuses) | PJ/yr.
Urban buses mileage | Annual km driven per urban bus type and fuel | billion km/yr. | Some extreme values are artefacts from the solution (very small numbers close to zero in consumption or mileage or both)
Urban buses efficiency | Average annual efficiency across all the stock of the same urban bus type | km/MJ
Fuel consumption in coaches | Fuel consumption in coaches | PJ/yr.
Coaches mileage | Annual km driven per coach type and fuel | billion km/yr. | Some extreme values are artefacts from the solution (very small numbers close to zero in consumption or mileage or both)
Coaches efficiency | Average annual efficiency across all the stock of the same coach type | km/MJ
Fuel consumption in trolleybuses | Fuel consumption in trolleybuses | PJ/yr.
Trolleybuses mileage | Annual km driven by trolleybus type and fuel | billion km/yr.
Trolleybuses efficiency | Average annual efficiency across all the stock of the same trolleybus type | km/MJ
Fuel consumption in trams | Fuel consumption in trams | PJ/yr.
Trams mileage | Annual km driven by trams and fuel | billion km/yr.
Trams efficiency | Average annual efficiency across all the stock of the same tram type | km/MJ
Fuel consumption in motorised two wheelers | Fuel consumption in two wheelers by fuel and size | PJ/yr.
Motorised two wheelers mileage | Annual km driven by type and fuel | billion km/yr.
Motorised two wheelers efficiency | Average annual efficiency across all the stock of the same two wheelers type | km/MJ
Fuel consumption in light duty vehicles | Fuel consumption in light duty vehicles by fuel and size | PJ/yr.
Light duty vehicles mileage | Annual km driven by type and fuel | billion km/yr.
Light duty vehicles efficiency | Average annual efficiency across all the stock of the same light duty vehicles type | km/MJ
Fuel consumption in heavy duty vehicles | Fuel consumption in heavy duty vehicles by fuel and size | PJ/yr.
Heavy duty vehicles mileage | Annual km driven by type and fuel | billion km/yr.
Heavy duty vehicles efficiency | Average annual efficiency across all the stock of the same heavy duty vehicles type | km/MJ
Fuel consumption in other transport | Fuel consumption in other transport | PJ/yr.
Other transport mileage | Annual km driven in other transprot | billion km/yr. or PJ/yr.
Other transport efficiency | Average annual efficiency across all the stock of the same other transport type | km/MJ or %
Direct CO2 emissions from fuel combustion and industrial processes | Direct CO2 emissions from fuel combustion and industrial processes | Mt/yr.
CO2 storage and utilisation | Quantities of CO2 domestically stored or utilised, or exported | Mt/yr.
Direct air capture | Consumption for DAC (electricity, heat) and CO2 captured from DAC | PJ/yr.
Primary Energy Consumption | Total domestic energy consumption (= production + imports - exports) | PJ/yr.
Electricity generation capacity | Net install electricity and CHP generatoin capacity | GWe/yr.
Space heating boiler capacity in Residential sector | Capacity of boilers and heat pumps in the residential sector for space heating | GWth/yr.
Process and space heating capacity in industry sectors | Capacity of industrial boilers and heat pumps for process and space heating production | GWth/yr.
Space water and process heat boiler capacity in Services sectors | Capacity of boilers and heat pumps for process and space heating production in services sector | GWth/yr.
Cars stock | Stock of cars per engine type and size | Million
Urban buses stock | Stock of urban buses per engine type and size | Thousands
Coaches stock | Stock of coaches per engine type and size | Thousands
Light duty vehicles stock | Stock of light duty vehicles per engine type | Thousands
Heavy duty vehicles stock | Stock of trucks (heavy duty vehicles) per engine type | Thousands
Domestic hydrogen production capacity | Domestic hydrogen producton capacity by technology | GW-H2/yr.
Other fuel synthesis capacity | Production capacity for synthetic fuels (biogenic or e-fuels) in terms of output product | GW-output/yr.
Electricity generation capacity additions | Newly installed capacity for electricity generation (incl. CHPs) - the capacity additions are reported for the whole period represented under the milestone year | GWe/yr.
Cars stock additions additions | New car registrations - the number in a year is cummulative registrations for the period represented under this year | Million
Urban buses stock additions | New urban buses registrations - the number in a year is cummulative registrations for the period represented under this year | Million
Coaches stock additions | New coaches registrations - the number in a year is cummulative registrations for the period represented under this year
Light duty vehicles stock additions | New light duty vehicle registrations - the number in a year is cummulative registrations for the period represented under this year
Heavy duty vehicles stock additions | New heavy duty vehicle registrations - the number in a year is cummulative registrations for the period represented under this year
Space and water heat boiler capacity additions in Residential sector | Newly installed capacity - the capacity additions are reported for the whole period represented under the milestone year | GWth/yr.
Process and space heating capacity additions in industry sectors | Newly installed capacity - the capacity additions are reported for the whole period represented under the milestone year | GWth/yr.
Space water and process heat boiler capacity additions in Services sectors | Newly installed capacity - the capacity additions are reported for the whole period represented under the milestone year | GWth/yr.
Domestic hydrogen production capacity additions | Newly installed capacity - the capacity additions are reported for the whole period represented under the milestone year | GW-H2/yr.
Other fuel synthesis capacity additions | Newly installed capacity - the capacity additions are reported for the whole period represented under the milestone year | GW-output/yr.

## SPS1
Model | Scenario | Region | Variable | Unit | 2020 | 2022 | 2025 | 2030 | 2035 | 2040 | 2045 | 2050 | 2055 | 2060 | 2065 | 2070
STEM | SPS1 | CH | Primary Production | PJ/yr. | 300.0266 | 295.4695 | 330.7747 | 365.4776 | 376.6568 | 382.5822 | 387.3605 | 393.5331 | 398.3376 | 404.6396 | 410.2071 | 416.2433
STEM | SPS1 | CH | Primary Production¦Wood | PJ/yr. | 44.9724 | 48.1905 | 48.1905 | 48.1905 | 48.1913 | 48.1913 | 48.1913 | 48.1913 | 48.1913 | 48.1913 | 48.1913 | 48.1914
STEM | SPS1 | CH | Primary Production¦Wood¦Waste wood | PJ/yr. | 11.1119 | 11.9529 | 13.2144 | 15.3169 | 15.8491 | 16.2664 | 16.6117 | 16.957 | 17.0158 | 17.0745 | 17.1333 | 17.1921
STEM | SPS1 | CH | Primary Production¦Wood¦Wood residues | PJ/yr. | 7.5117 | 7.5431 | 7.5903 | 7.669 | 7.669 | 7.669 | 7.669 | 7.669 | 7.669 | 7.669 | 7.669 | 7.669
STEM | SPS1 | CH | Primary Production¦Wood¦Wood from landscape maintenance | PJ/yr. | 3.1682 | 3.4957 | 3.9868 | 4.8054 | 4.8054 | 4.8054 | 4.8054 | 4.8054 | 4.8054 | 4.8054 | 4.8054 | 4.8054
STEM | SPS1 | CH | Primary Production¦Wood¦Wood from Forest (hard wood) | PJ/yr. | 23.1806 | 25.1988 | 23.3989 | 20.3992 | 19.8677 | 19.4505 | 19.1052 | 18.7599 | 18.7011 | 18.6424 | 18.5836 | 18.5249
STEM | SPS1 | CH | Primary Production¦Waste | PJ/yr. | 69.8719 | 69.9032 | 69.5103 | 69.0608 | 68.9584 | 69.1803 | 69.4022 | 69.624 | 69.624 | 69.624 | 69.624 | 69.6241
STEM | SPS1 | CH | Primary Production¦Waste¦Non renewable waste | PJ/yr. | 35.8513 | 35.8824 | 35.4895 | 35.04 | 34.9376 | 35.1594 | 35.3813 | 35.6032 | 35.6032 | 35.6032 | 35.6032 | 35.6032
STEM | SPS1 | CH | Primary Production¦Waste¦Renewable waste | PJ/yr. | 34.0207 | 34.0208 | 34.0208 | 34.0208 | 34.0208 | 34.0208 | 34.0208 | 34.0208 | 34.0208 | 34.0209 | 34.0209 | 34.0209
STEM | SPS1 | CH | Primary Production¦Manure | PJ/yr. | 3.7981 | 12.4877 | 12.5403 | 12.5404 | 12.5404 | 12.5416 | 12.5416 | 12.5417 | 12.5417 | 12.5417 | 12.5418 | 12.5421
STEM | SPS1 | CH | Primary Production¦Hydro | PJ/yr. | 149.4305 | 125.6062 | 141.3342 | 150.0097 | 150.0564 | 150.0944 | 150.1317 | 150.1723 | 150.2091 | 150.2535 | 150.3025 | 150.5505
STEM | SPS1 | CH | Primary Production¦Hydro¦Large hydro | PJ/yr. | 66.7457 | 49.7988 | 68.5348 | 69.6179 | 70.7023 | 71.7871 | 72.8713 | 73.9564 | 73.9564 | 73.9564 | 73.9564 | 73.956
STEM | SPS1 | CH | Primary Production¦Hydro¦Run-of-river hydro | PJ/yr. | 66.6324 | 55.764 | 65.5514 | 64.4683 | 63.384 | 62.2992 | 61.2149 | 60.1299 | 60.1299 | 60.1298 | 60.1298 | 60.1303
STEM | SPS1 | CH | Primary Production¦Hydro¦Pump storage | PJ/yr. | 16.0524 | 20.0434 | 7.248 | 15.9235 | 15.9701 | 16.0081 | 16.0455 | 16.086 | 16.1229 | 16.1672 | 16.2162 | 16.4642
STEM | SPS1 | CH | Primary Production¦Solar | PJ/yr. | 12.5565 | 16.5223 | 32.4616 | 54.3915 | 57.3227 | 59.9822 | 62.6566 | 65.4451 | 68.0666 | 71.1289 | 74.6505 | 78.9926
STEM | SPS1 | CH | Primary Production¦Wind | PJ/yr. | 0.52403 | 0.54529 | 0.50317 | 0.54661 | 0.54711 | 0.54727 | 0.55277 | 0.55286 | 0.55285 | 0.55288 | 0.55347 | 0.55658
STEM | SPS1 | CH | Primary Production¦Ambient heat | PJ/yr. | 18.8731 | 22.2143 | 26.2346 | 30.738 | 39.0405 | 42.0448 | 43.8474 | 46.9277 | 49.152 | 52.3472 | 54.3435 | 55.7861
STEM | SPS1 | CH | Primary Production¦Geothermal | PJ/yr. | 0 | 0 | 0 | 0 | 0 | 0.00030481 | 0.036916 | 0.078234 | 0 | 0 | 0 | 0
STEM | SPS1 | CH | Imports | PJ/yr. | 779.5672 | 702.7257 | 657.2461 | 614.2992 | 524.347 | 436.601 | 333.5327 | 324.2068 | 328.1684 | 309.2519 | 293.4836 | 268.8728
STEM | SPS1 | CH | Imports¦Coal | PJ/yr. | 3.66 | 3.5647 | 2.9102 | 0.0030962 | 0.0022282 | 0.0013564 | 0.0017821 | 0.0044958 | 0.0026601 | 0.0040053 | 0.0022067 | 0.0038656
STEM | SPS1 | CH | Imports¦Oil | PJ/yr. | 310.7784 | 287.2568 | 266.2321 | 220.4937 | 167.5594 | 148.6667 | 135.4214 | 119.5542 | 112.3966 | 97.5616 | 82.3918 | 68.3543
STEM | SPS1 | CH | Imports¦Oil¦Fossil liquids | PJ/yr. | 303.9547 | 280.4802 | 257.6941 | 207.5753 | 155.9071 | 137.4755 | 124.3991 | 108.875 | 101.9391 | 87.4203 | 73.2065 | 59.3778
STEM | SPS1 | CH | Imports¦Oil¦Fossil liquids¦Light fuel oil | PJ/yr. | 101.7411 | 88.6711 | 79.2555 | 75.9881 | 60.4005 | 52.4159 | 48.6298 | 39.3141 | 35.6403 | 30.3057 | 21.6403 | 8.4553
STEM | SPS1 | CH | Imports¦Oil¦Fossil liquids¦Heavy fuel oil | PJ/yr. | 2.7764 | 2.307 | 0.0032364 | 0.00091582 | 0.0014333 | 0.0012935 | 0.0014666 | 0 | 0 | 0 | 0 | 0
STEM | SPS1 | CH | Imports¦Oil¦Fossil liquids¦Motor Diesel | PJ/yr. | 118.5289 | 112.141 | 96.8252 | 71.5465 | 49.5339 | 45.5121 | 41.9215 | 40.4163 | 39.8228 | 33.2163 | 29.4816 | 29.7946
STEM | SPS1 | CH | Imports¦Oil¦Fossil liquids¦Motor Gasoline | PJ/yr. | 79.8001 | 75.9558 | 79.7633 | 58.4285 | 44.8084 | 38.5604 | 33.2053 | 28.7575 | 26.2792 | 23.8982 | 22.0845 | 21.1277
STEM | SPS1 | CH | Imports¦Oil¦Fossil liquids¦Kerosene (excl. international aviation) | PJ/yr. | 1.1082 | 1.4052 | 1.8468 | 1.6113 | 1.1629 | 0.98586 | 0.64108 | 0.38714 | 0.19677 | 0.00010992 | 6.8442e-05 | 0.00012489
STEM | SPS1 | CH | Imports¦Oil¦Synthetic liquids | PJ/yr. | 6.8237 | 6.7766 | 8.538 | 12.9184 | 11.6522 | 11.1912 | 11.0224 | 10.6792 | 10.4575 | 10.1413 | 9.1853 | 8.9765
STEM | SPS1 | CH | Imports¦Oil¦Synthetic liquids¦Total¦Motor diesel | PJ/yr. | 2.3884 | 2.378 | 3.9173 | 2.3999 | 1.8283 | 1.8669 | 1.7418 | 1.5001 | 1.4159 | 1.2051 | 0.49872 | 0.36694
STEM | SPS1 | CH | Imports¦Oil¦Synthetic liquids¦Total¦Motor Gasoline | PJ/yr. | 4.4342 | 4.3986 | 4.6186 | 4.111 | 2.8918 | 2.2334 | 1.9233 | 1.666 | 1.5221 | 1.3845 | 1.2792 | 1.2243
| SPS1 | CH | Imports¦Oil¦Synthetic liquids¦Total¦Kerosene | PJ/yr. | 0.0011714 | 1.725e-05 | 0.0020975 | 6.4076 | 6.9321 | 7.0909 | 7.3572 | 7.5131 | 7.5196 | 7.5517 | 7.4074 | 7.3852
STEM | SPS1 | CH | Imports¦Oil¦Synthetic liquids¦Bioliquids¦Total | PJ/yr. | 6.8237 | 6.7766 | 8.538 | 12.9184 | 11.1277 | 11.0323 | 10.756 | 10.5234 | 10.451 | 10.1091 | 9.1853 | 8.9765
STEM | SPS1 | CH | Imports¦Oil¦Synthetic liquids¦Bioliquids¦Biodiesel | PJ/yr. | 2.3884 | 2.378 | 3.9173 | 2.3999 | 1.8283 | 1.8669 | 1.7418 | 1.5001 | 1.4159 | 1.2051 | 0.49872 | 0.36694
STEM | SPS1 | CH | Imports¦Oil¦Synthetic liquids¦Bioliquids¦Ethanol | PJ/yr. | 4.4342 | 4.3986 | 4.6186 | 4.111 | 2.8918 | 2.2334 | 1.9233 | 1.666 | 1.5221 | 1.3845 | 1.2792 | 1.2243
| SPS1 | CH | Imports¦Oil¦Synthetic liquids¦Bioliquids¦Biokerosene | PJ/yr. | 0.0011714 | 1.725e-05 | 0.0020975 | 6.4076 | 6.4076 | 6.9321 | 7.0909 | 7.3572 | 7.5131 | 7.5196 | 7.4074 | 7.3852
STEM | SPS1 | CH | Imports¦Oil¦Synthetic liquids¦PtL¦Total | PJ/yr. | 0 | 0 | 0 | 0 | 0.52449 | 0.15885 | 0.26634 | 0.15585 | 0.0065041 | 0.032119 | 0 | 0
STEM | SPS1 | CH | Imports¦Oil¦Synthetic liquids¦PtL¦PtL Diesel | PJ/yr. | 0 | 0 | 0 | 0 | 0 | 0 | 0 | 0 | 0 | 0 | 0 | 0
STEM | SPS1 | CH | Imports¦Oil¦Synthetic liquids¦PtL¦PtL Gasoline | PJ/yr. | 0 | 0 | 0 | 0 | 0 | 0 | 0 | 0 | 0 | 0 | 0 | 0
| SPS1 | CH | Imports¦Oil¦Synthetic liquids¦PtL¦PtL Kerosene | PJ/yr. | 0 | 0 | 0 | 0 | 0.52449 | 0.15885 | 0.26634 | 0.15585 | 0.0065041 | 0.032119 | 0 | 0
STEM | SPS1 | CH | Imports¦Gas | PJ/yr. | 117.0206 | 107.2365 | 113.4945 | 121.5278 | 126.7683 | 128.5154 | 129.1877 | 127.695 | 124.9605 | 121.0033 | 121.451 | 110.646
STEM | SPS1 | CH | Imports¦Gas¦Fossil gases¦Total | PJ/yr. | 117.0206 | 106.72 | 112.3274 | 119.2948 | 122.9586 | 122.4063 | 122.7812 | 120.8221 | 117.868 | 113.5928 | 113.0853 | 101.9612
STEM | SPS1 | CH | Imports¦Gas¦Fossil gases¦Natural gas | PJ/yr. | 117.0206 | 106.72 | 112.3274 | 119.2938 | 122.9569 | 122.4047 | 122.7795 | 120.8186 | 117.8661 | 113.5892 | 113.0825 | 101.9552
STEM | SPS1 | CH | Imports¦Gas¦Fossil gases¦Liquified Natural Gas | PJ/yr. | 0 | 0 | 0 | 0.00097818 | 0.0017173 | 0.0015934 | 0.0016826 | 0.0035777 | 0.0018346 | 0.0035399 | 0.0027947 | 0.0060074
STEM | SPS1 | CH | Imports¦Gas¦Synthetic gases | PJ/yr. | 0 | 0.5165 | 1.1671 | 2.2329 | 3.8097 | 6.109 | 6.4064 | 6.8728 | 7.0926 | 7.4105 | 8.3657 | 8.6848
STEM | SPS1 | CH | Imports¦Gas¦Synthetic gases¦Biogases | PJ/yr. | 0 | 0.5165 | 1.1671 | 2.2329 | 2.2329 | 3.8097 | 6.109 | 6.4064 | 6.8728 | 7.0926 | 7.4105 | 8.3657
STEM | SPS1 | CH | Imports¦Gas¦Synthetic gases¦Biogases¦Biogas | PJ/yr. | 0 | 0.5165 | 1.1671 | 2.2329 | 2.2329 | 3.8097 | 6.109 | 6.4064 | 6.8728 | 7.0926 | 7.4105 | 8.3657
STEM | SPS1 | CH | Imports¦Gas¦Synthetic gases¦PtG | PJ/yr. | 0 | 0 | 0 | 0 | 1.5768 | 2.2993 | 0.2974 | 0.46639 | 0.21973 | 0.31794 | 0.9552 | 0.31912
STEM | SPS1 | CH | Imports¦Gas¦Synthetic gases¦PtG¦PtG gas | PJ/yr. | 0 | 0 | 0 | 0 | 1.5768 | 2.2993 | 0.2974 | 0.46639 | 0.21973 | 0.31794 | 0.9552 | 0.31912
STEM | SPS1 | CH | Imports¦Nuclear fuel | PJ/yr. | 250.9482 | 254.3925 | 224.1558 | 221.5279 | 173.7124 | 100.0241 | 3.3857 | 21.5825 | 21.6199 | 21.4773 | 20.4336 | 20.6603
STEM | SPS1 | CH | Imports¦Electricity | PJ/yr. | 97.16 | 50.2752 | 50.4534 | 50.7467 | 56.3047 | 59.3912 | 65.5339 | 55.3693 | 69.1881 | 69.2043 | 69.2041 | 69.206
STEM | SPS1 | CH | Imports¦Electricity¦Austria | PJ/yr. | 15.0138 | 0.011621 | 0.0080953 | 0.0091139 | 0.00663 | 0.0049655 | 0.0045654 | 0.0053605 | 0.0054104 | 0.0079723 | 0.0081165 | 0.012883
STEM | SPS1 | CH | Imports¦Electricity¦France | PJ/yr. | 28.9486 | 17.8299 | 21.482 | 15.1058 | 21.079 | 29.7947 | 33.8751 | 28.4594 | 63.1624 | 69.1916 | 69.1936 | 69.1883
STEM | SPS1 | CH | Imports¦Electricity¦Germany | PJ/yr. | 46.3985 | 32.4332 | 28.9629 | 35.6316 | 35.2187 | 29.5913 | 31.6539 | 26.9043 | 6.02 | 0.0044188 | 0.0020144 | 0.0042822
STEM | SPS1 | CH | Imports¦Electricity¦Italy | PJ/yr. | 6.7991 | 0.00044927 | 0.00037701 | 0.00017057 | 0.00025276 | 0.00027822 | 0.00029846 | 0.00030499 | 0.0002788 | 0.00029659 | 0.00028158 | 0.0005096
STEM | SPS1 | CH | Imports¦Hydrogen | PJ/yr. | 0 | 0 | 0 | 0 | 0 | 0.0022677 | 0.0022762 | 0.001309 | 0.00061623 | 0.0014739 | 0.0010371 | 0.0023392
STEM | SPS1 | CH | Exports | PJ/yr. | 117.17 | 35.8199 | 64.4319 | 81.8263 | 65.6941 | 43.591 | 27.4826 | 30.2112 | 46.7235 | 40.627 | 38.847 | 32.3903
STEM | SPS1 | CH | Exports¦Electricity | PJ/yr. | 117.17 | 35.8199 | 64.4319 | 81.8263 | 65.6941 | 43.591 | 27.4826 | 30.2112 | 46.7235 | 40.627 | 38.847 | 32.3903
STEM | SPS1 | CH | Exports¦Electricity¦Austria | PJ/yr. | 6.2296 | 0.00067586 | 0.0011874 | 0.0001944 | 0.00024313 | 0.0002275 | 0.0002172 | 0.00018723 | 0.00019026 | 0.00022656 | 0.00021942 | 0.00040704
STEM | SPS1 | CH | Exports¦Electricity¦France | PJ/yr. | 12.7534 | 0.00051924 | 0.00048598 | 0.00031396 | 0.00050054 | 0.00050658 | 0.00041371 | 0.00057781 | 0.00033959 | 0.00044629 | 0.00041744 | 0.00077356
STEM | SPS1 | CH | Exports¦Electricity¦Germany | PJ/yr. | 26.493 | 0.00038327 | 0.00040869 | 0.00038792 | 0.00055143 | 0.00058982 | 0.00050878 | 0.000464 | 0.00033033 | 0.00058014 | 0.00057231 | 0.0010902
STEM | SPS1 | CH | Exports¦Electricity¦Italy | PJ/yr. | 71.6941 | 35.8183 | 64.4298 | 81.8254 | 65.6928 | 43.5896 | 27.4815 | 30.21 | 46.7227 | 40.6257 | 38.8458 | 32.388
STEM | SPS1 | CH | Electricity generation | PJ/yr. | 251.1675 | 229.6429 | 255.0785 | 289.8639 | 279.7343 | 259.6565 | 235.4039 | 247.8159 | 252.2176 | 257.3926 | 261.1672 | 265.8857
STEM | SPS1 | CH | Electricity generation¦Nuclear Fuel | PJ/yr. | 82.76 | 83.1097 | 73.0724 | 73.0789 | 57.3682 | 33.1659 | 0.85478 | 5.8362 | 5.7925 | 5.7452 | 5.3991 | 5.6535
STEM | SPS1 | CH | Electricity generation¦Nuclear Fuel¦Nuclear power plants | PJ/yr. | 82.76 | 83.1097 | 73.0724 | 73.0789 | 57.3682 | 33.1659 | 0.85478 | 5.8362 | 5.7925 | 5.7452 | 5.3991 | 5.6535
STEM | SPS1 | CH | Electricity generation¦Hydro | PJ/yr. | 146.22 | 121.5975 | 139.8846 | 146.825 | 146.8624 | 146.8928 | 146.9226 | 146.9551 | 146.9846 | 147.0201 | 147.0593 | 147.2576
STEM | SPS1 | CH | Electricity generation¦Hydro¦Hydro Large | PJ/yr. | 66.7457 | 49.7988 | 68.5348 | 69.6179 | 70.7023 | 71.7871 | 72.8713 | 73.9564 | 73.9564 | 73.9564 | 73.9564 | 73.956
STEM | SPS1 | CH | Electricity generation¦Hydro¦Hydro Run of River | PJ/yr. | 66.6324 | 55.764 | 65.5514 | 64.4683 | 63.384 | 62.2992 | 61.2149 | 60.1299 | 60.1299 | 60.1298 | 60.1298 | 60.1303
STEM | SPS1 | CH | Electricity generation¦Hydro¦Pump storage | PJ/yr. | 12.8419 | 16.0347 | 5.7984 | 12.7388 | 12.7761 | 12.8065 | 12.8364 | 12.8688 | 12.8983 | 12.9338 | 12.973 | 13.1713
STEM | SPS1 | CH | Electricity generation¦Oil | PJ/yr. | 0.11191 | 0.17153 | 0.0074784 | 0.17153 | 0.17155 | 0.022902 | 0.031311 | 0.046214 | 0.038406 | 0.041246 | 0.04276 | 0.049737
STEM | SPS1 | CH | Electricity generation¦Oil¦Peak devices | PJ/yr. | 0.039603 | 4.0922e-05 | 0.0036829 | 0.0017694 | 0.0022222 | 0.0028691 | 0.0094537 | 0.018873 | 0.010039 | 0.012048 | 0.01432 | 0.020392
STEM | SPS1 | CH | Electricity generation¦Oil¦CHP Oil (for District Heating) | PJ/yr. | 0.0018032 | 2.7856e-05 | 0.0011074 | 0.00073385 | 0.0010397 | 0.0011533 | 0.0011752 | 0.001761 | 0.0012777 | 0.001767 | 0.0013507 | 0.0017691
STEM | SPS1 | CH | Electricity generation¦Oil¦Industrial CHPs oil | PJ/yr. | 0.070507 | 0.17147 | 0.0026881 | 0.16903 | 0.16829 | 0.018879 | 0.020682 | 0.02558 | 0.027089 | 0.027431 | 0.027089 | 0.027576
STEM | SPS1 | CH | Electricity generation¦Oil¦Fossil liquids | PJ/yr. | 0.11191 | 0.17153 | 0.0074784 | 0.17153 | 0.17155 | 0.022902 | 0.031311 | 0.046214 | 0.038406 | 0.041246 | 0.04276 | 0.049737
STEM | SPS1 | CH | Electricity generation¦Oil¦Fossil liquids¦Peak devices | PJ/yr. | 0.039603 | 4.0922e-05 | 0.0036829 | 0.0017694 | 0.0022222 | 0.0028691 | 0.0094537 | 0.018873 | 0.010039 | 0.012048 | 0.01432 | 0.020392
STEM | SPS1 | CH | Electricity generation¦Oil¦Fossil liquids¦CHP Oil (for District Heating) | PJ/yr. | 0.0018032 | 2.7856e-05 | 0.0011074 | 0.00073385 | 0.0010397 | 0.0011533 | 0.0011752 | 0.001761 | 0.0012777 | 0.001767 | 0.0013507 | 0.0017691
STEM | SPS1 | CH | Electricity generation¦Oil¦Fossil liquids¦Industrial CHPs oil | PJ/yr. | 0.070507 | 0.17147 | 0.0026881 | 0.16903 | 0.16829 | 0.018879 | 0.020682 | 0.02558 | 0.027089 | 0.027431 | 0.027089 | 0.027576
STEM | SPS1 | CH | Electricity generation¦Oil¦Synthetic liquids | PJ/yr. | 0 | 0 | 0 | 0 | 0 | 0 | 0 | 0 | 0 | 0 | 0 | 0
STEM | SPS1 | CH | Electricity generation¦Oil¦Synthetic liquids¦Peak devices | PJ/yr. | 0 | 0 | 0 | 0 | 0 | 0 | 0 | 0 | 0 | 0 | 0 | 0
STEM | SPS1 | CH | Electricity generation¦Oil¦Synthetic liquids¦CHP Oil (for District Heating) | PJ/yr. | 0 | 0 | 0 | 0 | 0 | 0 | 0 | 0 | 0 | 0 | 0 | 0
STEM | SPS1 | CH | Electricity generation¦Oil¦Synthetic liquids¦Industrial CHPs oil | PJ/yr. | 0 | 0 | 0 | 0 | 0 | 0 | 0 | 0 | 0 | 0 | 0 | 0
STEM | SPS1 | CH | Electricity generation¦Gas | PJ/yr. | 3.2318 | 1.8491 | 1.8203 | 5.5331 | 6.7782 | 7.2206 | 11.4115 | 14.5824 | 15.651 | 16.9413 | 17.277 | 16.5854
STEM | SPS1 | CH | Electricity generation¦Gas¦Gas turbines combined cycle | PJ/yr. | 0 | 0 | 0 | 0 | 0 | 0.020491 | 3.6046 | 8.6596 | 9.7681 | 11.5001 | 12.4253 | 11.3861
STEM | SPS1 | CH | Electricity generation¦Gas¦Gas turbines open cycle | PJ/yr. | 0 | 0 | 0 | 0 | 0.0089639 | 0.067422 | 0.46221 | 0.26292 | 0.3991 | 0.30724 | 0.051782 | 0.17238
STEM | SPS1 | CH | Electricity generation¦Gas¦Gas turbines combined cycle CCS | PJ/yr. | 0 | 0 | 0 | 0 | 0 | 0 | 0 | 0 | 0 | 0 | 0 | 0
STEM | SPS1 | CH | Electricity generation¦Gas¦CHP Gas (for District Heating) | PJ/yr. | 0.96588 | 0.0001613 | 0.016 | 0.89403 | 0.38984 | 0.87175 | 0.71047 | 0.11411 | 0.11952 | 0.015806 | 0.0050466 | 0.0058452
STEM | SPS1 | CH | Electricity generation¦Gas¦CHP Fuel Cell Gas (for District Heating) | PJ/yr. | 0 | 0 | 0 | 0 | 0 | 0.46093 | 1.0146 | 1.0147 | 0.88367 | 0.58872 | 0.0292 | 0.019892
STEM | SPS1 | CH | Electricity generation¦Gas¦Industrial CHPs gas | PJ/yr. | 0.66998 | 0.09036 | 0.057497 | 0.65348 | 0.64309 | 0.16107 | 0.10326 | 0.062151 | 0.03088 | 0.033655 | 0.049195 | 0.083196
STEM | SPS1 | CH | Electricity generation¦Gas¦Industrial CHPs gas (CCS) | PJ/yr. | 0 | 0 | 0 | 0 | 0 | 0 | 0 | 0 | 0 | 0 | 0 | 0
STEM | SPS1 | CH | Electricity generation¦Gas¦Industrial CHPs fuel cells (gas reformer) | PJ/yr. | 0 | 0 | 0 | 0.0014549 | 0.0020989 | 0.0036714 | 0.0048276 | 0.0095218 | 0.0076682 | 0.011565 | 0.012973 | 0.023479
STEM | SPS1 | CH | Electricity generation¦Gas¦Residential single family CHPs gas | PJ/yr. | 0.014262 | 0.0029961 | 0.010365 | 0.0097866 | 0.013329 | 0.014602 | 0.018715 | 0.023439 | 0.020372 | 0.021394 | 0.10018 | 0.11195
STEM | SPS1 | CH | Electricity generation¦Gas¦Residential single family CHPs fuel cells gas | PJ/yr. | 0 | 0 | 0 | 0.00026271 | 0.00093816 | 0.00095649 | 0.001009 | 0.0024105 | 0.0019522 | 0.0031346 | 0.0030172 | 0.0055987
STEM | SPS1 | CH | Electricity generation¦Gas¦Residential multi family CHPs gas | PJ/yr. | 0.027834 | 0.02369 | 0.104 | 0.62832 | 0.65806 | 0.74075 | 0.67255 | 0.72812 | 0.7119 | 0.67504 | 0.61536 | 0.54291
STEM | SPS1 | CH | Electricity generation¦Gas¦Residential multi family CHPs fuel cells gas | PJ/yr. | 0 | 0 | 0 | 0.0011539 | 0.0046087 | 0.0047251 | 0.0053303 | 0.014655 | 0.012627 | 0.025813 | 0.025077 | 0.044155
STEM | SPS1 | CH | Electricity generation¦Gas¦Services sectors CHPs (bio)gas | PJ/yr. | 0.95937 | 1.106 | 1.106 | 1.106 | 1.106 | 1.106 | 1.106 | 1.106 | 1.106 | 1.106 | 1.106 | 1.1558
STEM | SPS1 | CH | Electricity generation¦Gas¦Services sectors CHPs gas | PJ/yr. | 0.59443 | 0.62589 | 0.52644 | 2.2371 | 3.9462 | 3.7634 | 3.7042 | 2.5768 | 2.5811 | 2.6357 | 2.8407 | 3.0037
STEM | SPS1 | CH | Electricity generation¦Gas¦Services sectors CHPs fuel cells (gas reformer) | PJ/yr. | 0 | 0 | 0 | 0.0015483 | 0.005016 | 0.0048652 | 0.0036936 | 0.0080401 | 0.0080583 | 0.017102 | 0.013202 | 0.03032
STEM | SPS1 | CH | Electricity generation¦Gas¦Fossil gases | PJ/yr. | 2.2129 | 0.71071 | 0.64921 | 4.2434 | 5.4834 | 5.9686 | 10.1212 | 13.2585 | 14.3292 | 15.6097 | 15.9359 | 15.1833
STEM | SPS1 | CH | Electricity generation¦Gas¦Fossil gases¦Gas turbines combined cycle | PJ/yr. | 0 | 0 | 0 | 0 | 0 | 0.020002 | 3.5402 | 8.5196 | 9.6233 | 11.3363 | 12.2446 | 11.2044
STEM | SPS1 | CH | Electricity generation¦Gas¦Fossil gases¦Gas turbines open cycle | PJ/yr. | 0 | 0 | 0 | 0 | 0.0086655 | 0.065813 | 0.45395 | 0.25867 | 0.39318 | 0.30286 | 0.051029 | 0.16963
STEM | SPS1 | CH | Electricity generation¦Gas¦Fossil gases¦Gas turbines combined cycle CCS | PJ/yr. | 0 | 0 | 0 | 0 | 0 | 0 | 0 | 0 | 0 | 0 | 0 | 0
STEM | SPS1 | CH | Electricity generation¦Gas¦Fossil gases¦CHP Gas (for District Heating) | PJ/yr. | 0.94058 | 0.00015427 | 0.014542 | 0.85693 | 0.37687 | 0.85094 | 0.69777 | 0.11226 | 0.11775 | 0.015581 | 0.0049733 | 0.0057519
STEM | SPS1 | CH | Electricity generation¦Gas¦Fossil gases¦CHP Fuel Cell Gas (for District Heating) | PJ/yr. | 0 | 0 | 0 | 0 | 0 | 0.44992 | 0.99644 | 0.99825 | 0.87056 | 0.58034 | 0.028776 | 0.019575
STEM | SPS1 | CH | Electricity generation¦Gas¦Fossil gases¦Industrial CHPs gas | PJ/yr. | 0.65243 | 0.086421 | 0.052258 | 0.62637 | 0.62168 | 0.15722 | 0.10141 | 0.061145 | 0.030423 | 0.033175 | 0.04848 | 0.081868
STEM | SPS1 | CH | Electricity generation¦Gas¦Fossil gases¦Industrial CHPs gas (CCS) | PJ/yr. | 0 | 0 | 0 | 0 | 0 | 0 | 0 | 0 | 0 | 0 | 0 | 0
STEM | SPS1 | CH | Electricity generation¦Gas¦Fossil gases¦Industrial CHPs fuel cells (gas reformer) | PJ/yr. | 0 | 0 | 0 | 0.0013945 | 0.002029 | 0.0035838 | 0.0047413 | 0.0093678 | 0.0075545 | 0.0114 | 0.012784 | 0.023104
STEM | SPS1 | CH | Electricity generation¦Gas¦Fossil gases¦Residential single family CHPs gas | PJ/yr. | 0.013888 | 0.0028655 | 0.0094207 | 0.0093805 | 0.012886 | 0.014253 | 0.018381 | 0.02306 | 0.02007 | 0.021089 | 0.09872 | 0.11017
STEM | SPS1 | CH | Electricity generation¦Gas¦Fossil gases¦Residential single family CHPs fuel cells gas | PJ/yr. | 0 | 0 | 0 | 0.00025181 | 0.00090693 | 0.00093366 | 0.00099098 | 0.0023715 | 0.0019233 | 0.00309 | 0.0029733 | 0.0055094
STEM | SPS1 | CH | Electricity generation¦Gas¦Fossil gases¦Residential multi family CHPs gas | PJ/yr. | 0.027105 | 0.022658 | 0.094524 | 0.60225 | 0.63615 | 0.72306 | 0.66053 | 0.71634 | 0.70135 | 0.66542 | 0.60641 | 0.53425
STEM | SPS1 | CH | Electricity generation¦Gas¦Fossil gases¦Residential multi family CHPs fuel cells gas | PJ/yr. | 0 | 0 | 0 | 0.001106 | 0.0044553 | 0.0046123 | 0.005235 | 0.014418 | 0.01244 | 0.025445 | 0.024713 | 0.04345
STEM | SPS1 | CH | Electricity generation¦Gas¦Fossil gases¦Services sectors CHPs (bio)gas | PJ/yr. | 0 | 0 | 0 | 0 | 0 | 0 | 0 | 0 | 0 | 0 | 0 | 0
STEM | SPS1 | CH | Electricity generation¦Gas¦Fossil gases¦Services sectors CHPs gas | PJ/yr. | 0.57886 | 0.59861 | 0.47847 | 2.1443 | 3.8149 | 3.6735 | 3.638 | 2.5351 | 2.5428 | 2.5981 | 2.7994 | 2.9558
STEM | SPS1 | CH | Electricity generation¦Gas¦Fossil gases¦Services sectors CHPs fuel cells (gas reformer) | PJ/yr. | 0 | 0 | 0 | 0.001484 | 0.0048491 | 0.0047491 | 0.0036276 | 0.0079101 | 0.0079388 | 0.016858 | 0.01301 | 0.029836
STEM | SPS1 | CH | Electricity generation¦Gas¦Synthetic gases | PJ/yr. | 1.0189 | 1.1384 | 1.1711 | 1.2897 | 1.2948 | 1.252 | 1.2902 | 1.3239 | 1.3217 | 1.3316 | 1.3411 | 1.402
STEM | SPS1 | CH | Electricity generation¦Gas¦Synthetic gases¦Gas turbines combined cycle | PJ/yr. | 0 | 0 | 0 | 0 | 0 | 0.00048925 | 0.064431 | 0.14004 | 0.14486 | 0.16383 | 0.18062 | 0.18168
STEM | SPS1 | CH | Electricity generation¦Gas¦Synthetic gases¦Gas turbines open cycle | PJ/yr. | 0 | 0 | 0 | 0 | 0.00029835 | 0.0016098 | 0.0082617 | 0.0042519 | 0.0059188 | 0.0043768 | 0.00075274 | 0.0027506
STEM | SPS1 | CH | Electricity generation¦Gas¦Synthetic gases¦Gas turbines combined cycle CCS | PJ/yr. | 0 | 0 | 0 | 0 | 0 | 0 | 0 | 0 | 0 | 0 | 0 | 0
STEM | SPS1 | CH | Electricity generation¦Gas¦Synthetic gases¦CHP Gas (for District Heating) | PJ/yr. | 0.025301 | 7.0305e-06 | 0.001458 | 0.037093 | 0.012976 | 0.020814 | 0.012699 | 0.0018453 | 0.0017725 | 0.00022517 | 7.3362e-05 | 9.3269e-05
STEM | SPS1 | CH | Electricity generation¦Gas¦Synthetic gases¦CHP Fuel Cell Gas (for District Heating) | PJ/yr. | 0 | 0 | 0 | 0 | 0 | 0.011005 | 0.018135 | 0.016409 | 0.013105 | 0.0083867 | 0.00042448 | 0.00031741
STEM | SPS1 | CH | Electricity generation¦Gas¦Synthetic gases¦Industrial CHPs gas | PJ/yr. | 0.01755 | 0.0039385 | 0.0052392 | 0.027113 | 0.021405 | 0.0038457 | 0.0018457 | 0.0010051 | 0.00045797 | 0.00047943 | 0.00071514 | 0.0013275
STEM | SPS1 | CH | Electricity generation¦Gas¦Synthetic gases¦Industrial CHPs gas (CCS) | PJ/yr. | 0 | 0 | 0 | 0 | 0 | 0 | 0 | 0 | 0 | 0 | 0 | 0
STEM | SPS1 | CH | Electricity generation¦Gas¦Synthetic gases¦Industrial CHPs fuel cells (gas reformer) | PJ/yr. | 0 | 0 | 0 | 6.0363e-05 | 6.9859e-05 | 8.766e-05 | 8.629e-05 | 0.00015398 | 0.00011372 | 0.00016475 | 0.00018858 | 0.00037464
STEM | SPS1 | CH | Electricity generation¦Gas¦Synthetic gases¦Residential single family CHPs gas | PJ/yr. | 0.00037359 | 0.00013059 | 0.0009445 | 0.00040604 | 0.00044365 | 0.00034864 | 0.00033453 | 0.00037904 | 0.00030212 | 0.00030477 | 0.0014562 | 0.0017864
STEM | SPS1 | CH | Electricity generation¦Gas¦Synthetic gases¦Residential single family CHPs fuel cells gas | PJ/yr. | 0 | 0 | 0 | 1.09e-05 | 3.1226e-05 | 2.2837e-05 | 1.8036e-05 | 3.8981e-05 | 2.8952e-05 | 4.4655e-05 | 4.386e-05 | 8.9336e-05
STEM | SPS1 | CH | Electricity generation¦Gas¦Synthetic gases¦Residential multi family CHPs gas | PJ/yr. | 0.0007291 | 0.0010326 | 0.0094768 | 0.026069 | 0.021903 | 0.017686 | 0.012021 | 0.011775 | 0.010558 | 0.0096163 | 0.0089453 | 0.008663
STEM | SPS1 | CH | Electricity generation¦Gas¦Synthetic gases¦Residential multi family CHPs fuel cells gas | PJ/yr. | 0 | 0 | 0 | 4.7876e-05 | 0.0001534 | 0.00011282 | 9.5276e-05 | 0.000237 | 0.00018726 | 0.00036772 | 0.00036454 | 0.00070456
STEM | SPS1 | CH | Electricity generation¦Gas¦Synthetic gases¦Services sectors CHPs (bio)gas | PJ/yr. | 0.95937 | 1.106 | 1.106 | 1.106 | 1.106 | 1.106 | 1.106 | 1.106 | 1.106 | 1.106 | 1.106 | 1.1558
STEM | SPS1 | CH | Electricity generation¦Gas¦Synthetic gases¦Services sectors CHPs gas | PJ/yr. | 0.015571 | 0.027281 | 0.04797 | 0.092815 | 0.13135 | 0.089855 | 0.066211 | 0.041671 | 0.038278 | 0.037547 | 0.041295 | 0.047929
STEM | SPS1 | CH | Electricity generation¦Gas¦Synthetic gases¦Services sectors CHPs fuel cells (gas reformer) | PJ/yr. | 0 | 0 | 0 | 6.4237e-05 | 0.00016695 | 0.00011616 | 6.6021e-05 | 0.00013002 | 0.00011951 | 0.00024363 | 0.00019192 | 0.00048381
STEM | SPS1 | CH | Electricity generation¦Wastes | PJ/yr. | 8.2771 | 8.948 | 9.4323 | 9.1364 | 9.2158 | 9.3899 | 9.5677 | 9.7493 | 9.7493 | 9.7493 | 9.7493 | 9.7493
STEM | SPS1 | CH | Electricity generation¦Wastes¦Wastes Incineration (electric only) | PJ/yr. | 6.507 | 7.3028 | 7.7035 | 7.3981 | 7.4919 | 7.668 | 7.8485 | 8.0333 | 8.0333 | 8.0333 | 8.0333 | 8.0333
STEM | SPS1 | CH | Electricity generation¦Wastes¦Wastes Incineration (electric only) CCS | PJ/yr. | 0 | 0 | 0 | 0 | 0 | 0 | 0 | 0 | 0 | 0 | 0 | 0
STEM | SPS1 | CH | Electricity generation¦Wastes¦CHP Wastes (for District Heating) | PJ/yr. | 1.5401 | 1.4151 | 1.3921 | 1.4053 | 1.3948 | 1.3943 | 1.3934 | 1.3918 | 1.3918 | 1.3918 | 1.3918 | 1.3918
STEM | SPS1 | CH | Electricity generation¦Wastes¦CHP Wastes (for District Heating) CCS | PJ/yr. | 0 | 0 | 0 | 0 | 0 | 0 | 0 | 0 | 0 | 0 | 0 | 0
STEM | SPS1 | CH | Electricity generation¦Wastes¦Industrial CHPs wastes | PJ/yr. | 0.23005 | 0.23016 | 0.33671 | 0.33295 | 0.32919 | 0.32753 | 0.32586 | 0.3242 | 0.3242 | 0.3242 | 0.3242 | 0.32421
STEM | SPS1 | CH | Electricity generation¦Wastes¦Industrial CHPs wastes CCS | PJ/yr. | 0 | 0 | 0 | 0 | 0 | 0 | 0 | 0 | 0 | 0 | 0 | 0
STEM | SPS1 | CH | Electricity generation¦Wastes¦Renewable¦Total | PJ/yr. | 4.0235 | 4.3589 | 4.5478 | 4.4017 | 4.4433 | 4.5312 | 4.6209 | 4.7126 | 4.7126 | 4.7126 | 4.7126 | 4.7126
STEM | SPS1 | CH | Electricity generation¦Wastes¦Renewable¦Wastes Incineration (electric only) | PJ/yr. | 3.2535 | 3.6514 | 3.8517 | 3.6991 | 3.7459 | 3.834 | 3.9242 | 4.0166 | 4.0166 | 4.0166 | 4.0166 | 4.0167
STEM | SPS1 | CH | Electricity generation¦Wastes¦Renewable¦Wastes Incineration (electric only) CCS | PJ/yr. | 0 | 0 | 0 | 0 | 0 | 0 | 0 | 0 | 0 | 0 | 0 | 0
STEM | SPS1 | CH | Electricity generation¦Wastes¦Renewable¦CHP Wastes (for District Heating) | PJ/yr. | 0.77004 | 0.70753 | 0.69604 | 0.70266 | 0.69738 | 0.69717 | 0.69668 | 0.69591 | 0.69591 | 0.69591 | 0.69591 | 0.6959
STEM | SPS1 | CH | Electricity generation¦Wastes¦Renewable¦CHP Wastes (for District Heating) CCS | PJ/yr. | 0 | 0 | 0 | 0 | 0 | 0 | 0 | 0 | 0 | 0 | 0 | 0
STEM | SPS1 | CH | Electricity generation¦Wastes¦Renewable¦Industrial CHPs wastes | PJ/yr. | 0 | 0 | 0 | 0 | 0 | 0 | 0 | 0 | 0 | 0 | 0 | 0
STEM | SPS1 | CH | Electricity generation¦Wastes¦Renewable¦Industrial CHPs wastes CCS | PJ/yr. | 0 | 0 | 0 | 0 | 0 | 0 | 0 | 0 | 0 | 0 | 0 | 0
STEM | SPS1 | CH | Electricity generation¦Wastes¦Non Renewable | PJ/yr. | 4.2536 | 4.5891 | 4.8845 | 4.7347 | 4.7725 | 4.8587 | 4.9468 | 5.0368 | 5.0368 | 5.0368 | 5.0368 | 5.0368
STEM | SPS1 | CH | Electricity generation¦Wastes¦Non Renewable¦Wastes Incineration (electric only) | PJ/yr. | 3.2535 | 3.6514 | 3.8517 | 3.6991 | 3.7459 | 3.834 | 3.9242 | 4.0166 | 4.0166 | 4.0166 | 4.0166 | 4.0167
STEM | SPS1 | CH | Electricity generation¦Wastes¦Non Renewable¦Wastes Incineration (electric only) CCS | PJ/yr. | 0 | 0 | 0 | 0 | 0 | 0 | 0 | 0 | 0 | 0 | 0 | 0
STEM | SPS1 | CH | Electricity generation¦Wastes¦Non Renewable¦CHP Wastes (for District Heating) | PJ/yr. | 0.77004 | 0.70753 | 0.69604 | 0.70266 | 0.69738 | 0.69717 | 0.69668 | 0.69591 | 0.69591 | 0.69591 | 0.69591 | 0.6959
STEM | SPS1 | CH | Electricity generation¦Wastes¦Non Renewable¦CHP Wastes (for District Heating) CCS | PJ/yr. | 0 | 0 | 0 | 0 | 0 | 0 | 0 | 0 | 0 | 0 | 0 | 0
STEM | SPS1 | CH | Electricity generation¦Wastes¦Non Renewable¦Industrial CHPs wastes | PJ/yr. | 0.23005 | 0.23016 | 0.33671 | 0.33295 | 0.32919 | 0.32753 | 0.32586 | 0.3242 | 0.3242 | 0.3242 | 0.3242 | 0.32421
STEM | SPS1 | CH | Electricity generation¦Wastes¦Non Renewable¦Industrial CHPs wastes CCS | PJ/yr. | 0 | 0 | 0 | 0 | 0 | 0 | 0 | 0 | 0 | 0 | 0 | 0
STEM | SPS1 | CH | Electricity generation¦Wood | PJ/yr. | 0.58038 | 0.58037 | 1.4513 | 3.1446 | 3.87 | 4.5423 | 5.2145 | 5.7085 | 5.8867 | 5.8867 | 5.8867 | 5.8868
STEM | SPS1 | CH | Electricity generation¦Wood¦CHP Wood (for District Heating) | PJ/yr. | 0.40784 | 0.058751 | 0.29525 | 1.0867 | 1.3231 | 1.5474 | 1.2564 | 0.63871 | 0.3668 | 0.37453 | 0.40532 | 0.34672
STEM | SPS1 | CH | Electricity generation¦Wood¦Biomass with CCS (BECCS) | PJ/yr. | 0 | 0 | 0 | 0 | 0 | 0 | 0 | 0 | 0 | 0 | 0 | 0
STEM | SPS1 | CH | Electricity generation¦Wood¦Industrial CHPs wood | PJ/yr. | 0.17254 | 0.52162 | 1.1561 | 2.0488 | 2.5362 | 2.9853 | 3.9472 | 5.0449 | 5.4965 | 5.4871 | 5.4596 | 5.4966
STEM | SPS1 | CH | Electricity generation¦Wood¦Industrial CHPs wood (CCS) | PJ/yr. | 0 | 0 | 0 | 0 | 0 | 0 | 0 | 0 | 0 | 0 | 0 | 0
STEM | SPS1 | CH | Electricity generation¦Wood¦Residential single family CHPs wood | PJ/yr. | 0 | 0 | 0 | 0.0013503 | 0.0027437 | 0.0027907 | 0.0027588 | 0.0064529 | 0.006073 | 0.0077204 | 0.0049775 | 0.0092669
STEM | SPS1 | CH | Electricity generation¦Wood¦Residential multi family CHPs wood | PJ/yr. | 0 | 0 | 0 | 0.0037538 | 0.0048793 | 0.0043905 | 0.0045423 | 0.012504 | 0.011935 | 0.010374 | 0.0098084 | 0.01876
STEM | SPS1 | CH | Electricity generation¦Wood¦Services sectors CHPs wood | PJ/yr. | 0 | 0 | 0 | 0.0039749 | 0.0030993 | 0.0024353 | 0.0036469 | 0.0059326 | 0.0053538 | 0.0070255 | 0.0070292 | 0.015386
STEM | SPS1 | CH | Electricity generation¦Wind | PJ/yr. | 0.524 | 0.54529 | 0.50316 | 0.54658 | 0.54708 | 0.54725 | 0.55274 | 0.55281 | 0.55282 | 0.55284 | 0.55343 | 0.55653
STEM | SPS1 | CH | Electricity generation¦Wind¦Wind turbines | PJ/yr. | 0.524 | 0.54529 | 0.50316 | 0.54658 | 0.54708 | 0.54725 | 0.55274 | 0.55281 | 0.55282 | 0.55284 | 0.55343 | 0.55653
STEM | SPS1 | CH | Electricity generation¦Solar | PJ/yr. | 9.355 | 12.8214 | 28.8 | 51.1834 | 54.5278 | 57.2572 | 59.9305 | 62.8382 | 65.485 | 68.6642 | 72.1633 | 76.7662
STEM | SPS1 | CH | Electricity generation¦Solar¦Solar PV (large scale) | PJ/yr. | 0 | 0 | 0.15619 | 0.30117 | 1.05 | 1.0515 | 0.85774 | 0.7521 | 0.23195 | 0.082552 | 0.083302 | 1.009
STEM | SPS1 | CH | Electricity generation¦Solar¦Solar PV (Industry) | PJ/yr. | 3.518 | 4.8486 | 11.9271 | 14.1166 | 14.8367 | 15.5935 | 16.3889 | 17.2249 | 18.1036 | 19.0271 | 19.9977 | 21.0178
STEM | SPS1 | CH | Electricity generation¦Solar¦Solar PV (Residential single family) | PJ/yr. | 2.1349 | 3.3907 | 6.9698 | 18.9172 | 19.8822 | 20.8964 | 21.9623 | 23.0826 | 24.2601 | 25.4976 | 26.7982 | 28.1654
STEM | SPS1 | CH | Electricity generation¦Solar¦Solar PV (Residential multi family) | PJ/yr. | 0.86248 | 1.2876 | 5.8108 | 13.4395 | 14.1251 | 14.8456 | 15.6029 | 16.3988 | 17.2353 | 18.1145 | 19.0385 | 20.0097
STEM | SPS1 | CH | Electricity generation¦Solar¦Solar PV (Services) | PJ/yr. | 2.8396 | 3.2945 | 3.9362 | 4.4089 | 4.6338 | 4.8702 | 5.1186 | 5.3797 | 5.6541 | 5.9425 | 6.2457 | 6.5643
STEM | SPS1 | CH | Electricity generation¦Geothermal | PJ/yr. | 0 | 0 | 0 | 0 | 0 | 0 | 0.0054916 | 0.0085332 | 0.0090148 | 0.010059 | 0.011687 | 0.020731
STEM | SPS1 | CH | Electricity generation¦Geothermal¦Deep geothermal | PJ/yr. | 0 | 0 | 0 | 0 | 0 | 0 | 0.0054916 | 0.0085332 | 0.0090148 | 0.010059 | 0.011687 | 0.020731
STEM | SPS1 | CH | Electricity generation¦Hydrogen | PJ/yr. | 0 | 0 | 0 | 0.0029557 | 0.0085099 | 0.014535 | 0.015138 | 0.041712 | 0.036343 | 0.13128 | 0.1312 | 0.16163
STEM | SPS1 | CH | Electricity generation¦Hydrogen¦CHP Fuel Cell Hydrogen (for District Heating) | PJ/yr. | 0 | 0 | 0 | 0 | 0 | 0.0018927 | 0.001933 | 0.0033567 | 0.003375 | 0.038246 | 0.0401 | 0.040636
STEM | SPS1 | CH | Electricity generation¦Hydrogen¦Industrial CHPs fuel cells (hydrogen) | PJ/yr. | 0 | 0 | 0 | 0.0017766 | 0.0056146 | 0.0093891 | 0.0093076 | 0.02826 | 0.023684 | 0.070364 | 0.073974 | 0.08828
STEM | SPS1 | CH | Electricity generation¦Hydrogen¦Services sectors CHPs fuel cells (hydrogen) | PJ/yr. | 0 | 0 | 0 | 0.0011791 | 0.0028954 | 0.0032529 | 0.0038976 | 0.010095 | 0.0092837 | 0.022666 | 0.017125 | 0.032711
STEM | SPS1 | CH | Electricity generation¦Electricity storage (non hydro) | PJ/yr. | 0.10726 | 0.01996 | 0.10692 | 0.24139 | 0.38475 | 0.60319 | 0.89768 | 1.497 | 2.032 | 2.6504 | 2.8934 | 3.1982
STEM | SPS1 | CH | Electricity generation¦Electricity storage (non hydro)¦CAES | PJ/yr. | 0.094546 | 0.0085633 | 0.094424 | 0.044373 | 0.038776 | 0.038452 | 0.0032555 | 0.015457 | 0.060495 | 0.094433 | 0.094457 | 0.094428
STEM | SPS1 | CH | Electricity generation¦Electricity storage (non hydro)¦Battery storage large size centralised | PJ/yr. | 0.0034455 | 0.0027645 | 0.0033741 | 0.0032527 | 0.0082866 | 0.12923 | 0.12997 | 0.19993 | 0.20182 | 0.25503 | 0.2559 | 0.26035
STEM | SPS1 | CH | Electricity generation¦Electricity storage (non hydro)¦Battery storage medium size centralised | PJ/yr. | 0.003156 | 0.0025366 | 0.0030184 | 0.0030881 | 0.0080777 | 0.05364 | 0.37237 | 0.83627 | 1.3025 | 1.8094 | 2.0265 | 2.2999
STEM | SPS1 | CH | Electricity generation¦Electricity storage (non hydro)¦Batteries in industry | PJ/yr. | 0.0010194 | 0.0010157 | 0.0010154 | 0.035259 | 0.057827 | 0.05945 | 0.061368 | 0.081142 | 0.081866 | 0.11118 | 0.17233 | 0.15043
STEM | SPS1 | CH | Electricity generation¦Electricity storage (non hydro)¦Batteries in residential single family houses | PJ/yr. | 0.002036 | 0.0020287 | 0.002033 | 0.0581 | 0.10131 | 0.10816 | 0.11917 | 0.13704 | 0.14534 | 0.14337 | 0.12965 | 0.14758
STEM | SPS1 | CH | Electricity generation¦Electricity storage (non hydro)¦Batteries in residential multi-family houses | PJ/yr. | 0.002039 | 0.0020317 | 0.0020358 | 0.058448 | 0.10243 | 0.12845 | 0.12693 | 0.13703 | 0.14526 | 0.14341 | 0.1297 | 0.14759
STEM | SPS1 | CH | Electricity generation¦Electricity storage (non hydro)¦Batteries in Services sector | PJ/yr. | 0.0010229 | 0.0010192 | 0.0010194 | 0.038871 | 0.068045 | 0.085816 | 0.084623 | 0.0901 | 0.094724 | 0.093661 | 0.08486 | 0.097937
STEM | SPS1 | CH | Heat generation from CHPs and heat plants | PJ/yr. | 31.0151 | 37.524 | 37.8995 | 40.0716 | 42.2467 | 41.855 | 43.6671 | 48.3094 | 48.8855 | 48.6675 | 48.8309 | 48.1947
STEM | SPS1 | CH | Heat generation from CHPs and heat plants¦District heating | PJ/yr. | 24.5082 | 29.2875 | 29.4369 | 25.8319 | 24.885 | 25.4339 | 25.7864 | 29.9395 | 29.6352 | 29.3556 | 29.2113 | 28.17
STEM | SPS1 | CH | Heat generation from CHPs and heat plants¦District heating¦CHP | PJ/yr. | 17.5103 | 13.4543 | 13.8524 | 17.5376 | 16.6379 | 18.5221 | 17.8286 | 14.7473 | 13.9014 | 13.4304 | 13.0788 | 13.0206
STEM | SPS1 | CH | Heat generation from CHPs and heat plants¦District heating¦CHP¦Oil | PJ/yr. | 0.0092736 | 0.00014326 | 0.0056955 | 0.0037741 | 0.005347 | 0.005931 | 0.006044 | 0.0090564 | 0.0065712 | 0.0090877 | 0.0069466 | 0.0090981
STEM | SPS1 | CH | Heat generation from CHPs and heat plants¦District heating¦CHP¦Oil¦CHP Oil (for District Heating) | PJ/yr. | 0.0092736 | 0.00014326 | 0.0056955 | 0.0037741 | 0.005347 | 0.005931 | 0.006044 | 0.0090564 | 0.0065712 | 0.0090877 | 0.0069466 | 0.0090981
STEM | SPS1 | CH | Heat generation from CHPs and heat plants¦District heating¦CHP¦Oil¦Fossil liquids¦CHP Oil (for District Heating) | PJ/yr. | 0.0092736 | 0.00014326 | 0.0056955 | 0.0037741 | 0.005347 | 0.005931 | 0.006044 | 0.0090564 | 0.0065712 | 0.0090877 | 0.0069466 | 0.0090981
STEM | SPS1 | CH | Heat generation from CHPs and heat plants¦District heating¦CHP¦Oil¦Synthetic liquids¦CHP Oil (for District Heating) | PJ/yr. | 0 | 0 | 0 | 0 | 0 | 0 | 0 | 0 | 0 | 0 | 0 | 0
STEM | SPS1 | CH | Heat generation from CHPs and heat plants¦District heating¦CHP¦Gas | PJ/yr. | 1.8036 | 0.00030994 | 0.032049 | 1.9121 | 0.82929 | 2.4321 | 2.8141 | 1.5833 | 1.421 | 0.81314 | 0.049254 | 0.038592
STEM | SPS1 | CH | Heat generation from CHPs and heat plants¦District heating¦CHP¦Gas¦CHP Gas (for District Heating) | PJ/yr. | 1.8036 | 0.00030994 | 0.032049 | 1.9121 | 0.82929 | 1.8444 | 1.4952 | 0.23886 | 0.25019 | 0.033086 | 0.010564 | 0.012235
STEM | SPS1 | CH | Heat generation from CHPs and heat plants¦District heating¦CHP¦Gas¦CHP Fuel Cell Gas (for District Heating) | PJ/yr. | 0 | 0 | 0 | 0 | 0 | 0.58769 | 1.319 | 1.3444 | 1.1709 | 0.78006 | 0.038691 | 0.026357
| SPS1 | CH | Heat generation from CHPs and heat plants¦District heating¦CHP¦Gas¦Fossil gases | PJ/yr. | 1.7563 | 0.00029643 | 0.029128 | 1.8327 | 0.80169 | 2.374 | 2.7638 | 1.5577 | 1.4 | 0.80156 | 0.048538 | 0.037977
STEM | SPS1 | CH | Heat generation from CHPs and heat plants¦District heating¦CHP¦Gas¦Fossil gases¦CHP Gas (for District Heating) | PJ/yr. | 1.7563 | 0.00029643 | 0.029128 | 1.8327 | 0.80169 | 1.8004 | 1.4684 | 0.23499 | 0.24648 | 0.032615 | 0.01041 | 0.01204
STEM | SPS1 | CH | Heat generation from CHPs and heat plants¦District heating¦CHP¦Gas¦Fossil gases¦CHP Fuel Cell Gas (for District Heating) | PJ/yr. | 0 | 0 | 0 | 0 | 0 | 0.57365 | 1.2954 | 1.3227 | 1.1535 | 0.76895 | 0.038128 | 0.025937
| SPS1 | CH | Heat generation from CHPs and heat plants¦District heating¦CHP¦Gas¦Synthetic gases | PJ/yr. | 0.047244 | 1.3509e-05 | 0.0029203 | 0.079331 | 0.027602 | 0.058069 | 0.050301 | 0.025604 | 0.021075 | 0.011584 | 0.000716 | 0.0006158
STEM | SPS1 | CH | Heat generation from CHPs and heat plants¦District heating¦CHP¦Gas¦Synthetic gases¦CHP Gas (for District Heating) | PJ/yr. | 0.047244 | 1.3509e-05 | 0.0029203 | 0.079331 | 0.027602 | 0.044037 | 0.026725 | 0.0038627 | 0.0037103 | 0.00047133 | 0.00015356 | 0.00019523
STEM | SPS1 | CH | Heat generation from CHPs and heat plants¦District heating¦CHP¦Gas¦Synthetic gases¦CHP Fuel Cell Gas (for District Heating) | PJ/yr. | 0 | 0 | 0 | 0 | 0 | 0.014032 | 0.023576 | 0.021741 | 0.017364 | 0.011112 | 0.00056243 | 0.00042057
STEM | SPS1 | CH | Heat generation from CHPs and heat plants¦District heating¦CHP¦Wastes | PJ/yr. | 14.3859 | 13.0517 | 12.7965 | 12.7796 | 12.3429 | 12.0348 | 11.7201 | 11.3991 | 11.3991 | 11.3991 | 11.3991 | 11.399
STEM | SPS1 | CH | Heat generation from CHPs and heat plants¦District heating¦CHP¦Wastes¦CHP Wastes (for District Heating) | PJ/yr. | 14.3859 | 13.0517 | 12.7965 | 12.7796 | 12.3429 | 12.0348 | 11.7201 | 11.3991 | 11.3991 | 11.3991 | 11.3991 | 11.399
STEM | SPS1 | CH | Heat generation from CHPs and heat plants¦District heating¦CHP¦Wastes¦CHP Wastes (for District Heating) CCS | PJ/yr. | 0 | 0 | 0 | 0 | 0 | 0 | 0 | 0 | 0 | 0 | 0 | 0
STEM | SPS1 | CH | Heat generation from CHPs and heat plants¦District heating¦CHP¦Wastes¦Renewable | PJ/yr. | 7.193 | 6.5258 | 6.3982 | 6.3898 | 6.1715 | 6.0174 | 5.86 | 5.6995 | 5.6995 | 5.6995 | 5.6995 | 5.6995
STEM | SPS1 | CH | Heat generation from CHPs and heat plants¦District heating¦CHP¦Wastes¦Renewable¦CHP Wastes (for District Heating) | PJ/yr. | 7.193 | 6.5258 | 6.3982 | 6.3898 | 6.1715 | 6.0174 | 5.86 | 5.6995 | 5.6995 | 5.6995 | 5.6995 | 5.6995
STEM | SPS1 | CH | Heat generation from CHPs and heat plants¦District heating¦CHP¦Wastes¦Renewable¦CHP Wastes (for District Heating) CCS | PJ/yr. | 0 | 0 | 0 | 0 | 0 | 0 | 0 | 0 | 0 | 0 | 0 | 0
STEM | SPS1 | CH | Heat generation from CHPs and heat plants¦District heating¦CHP¦Wastes¦Non Renewable | PJ/yr. | 7.193 | 6.5258 | 6.3982 | 6.3898 | 6.1715 | 6.0174 | 5.86 | 5.6995 | 5.6995 | 5.6995 | 5.6995 | 5.6995
STEM | SPS1 | CH | Heat generation from CHPs and heat plants¦District heating¦CHP¦Wastes¦Non Renewable¦CHP Wastes (for District Heating) | PJ/yr. | 7.193 | 6.5258 | 6.3982 | 6.3898 | 6.1715 | 6.0174 | 5.86 | 5.6995 | 5.6995 | 5.6995 | 5.6995 | 5.6995
STEM | SPS1 | CH | Heat generation from CHPs and heat plants¦District heating¦CHP¦Wastes¦Non Renewable¦CHP Wastes (for District Heating) CCS | PJ/yr. | 0 | 0 | 0 | 0 | 0 | 0 | 0 | 0 | 0 | 0 | 0 | 0
STEM | SPS1 | CH | Heat generation from CHPs and heat plants¦District heating¦CHP¦Wood | PJ/yr. | 1.3115 | 0.40218 | 1.0182 | 2.8421 | 3.4604 | 4.047 | 3.286 | 1.7517 | 1.0705 | 1.1609 | 1.5729 | 1.5226
STEM | SPS1 | CH | Heat generation from CHPs and heat plants¦District heating¦CHP¦Wood¦CHP Wood (for District Heating) | PJ/yr. | 1.3115 | 0.40218 | 1.0182 | 2.8421 | 3.4604 | 4.047 | 3.286 | 1.7517 | 1.0705 | 1.1609 | 1.5729 | 1.5226
STEM | SPS1 | CH | Heat generation from CHPs and heat plants¦District heating¦CHP¦Hydrogen | PJ/yr. | 0 | 0 | 0 | 0 | 0 | 0.0022983 | 0.0023932 | 0.0042358 | 0.0042589 | 0.048262 | 0.050603 | 0.051279
STEM | SPS1 | CH | Heat generation from CHPs and heat plants¦District heating¦CHP¦Hydrogen¦CHP Fuel Cell Hydrogen (for District Heating) | PJ/yr. | 0 | 0 | 0 | 0 | 0 | 0.0022983 | 0.0023932 | 0.0042358 | 0.0042589 | 0.048262 | 0.050603 | 0.051279
STEM | SPS1 | CH | Heat generation from CHPs and heat plants¦District heating¦Heat plants | PJ/yr. | 6.9979 | 15.8332 | 15.5845 | 8.2943 | 8.2471 | 6.9119 | 7.9578 | 15.1921 | 15.7338 | 15.9252 | 16.1325 | 15.1494
STEM | SPS1 | CH | Heat generation from CHPs and heat plants¦District heating¦Heat plants¦Gas | PJ/yr. | 2.6347 | 3.5486 | 3.5494 | 1.6095 | 2.4514 | 2.4519 | 1.5818 | 1.5461 | 1.5438 | 1.5475 | 1.5434 | 1.5439
STEM | SPS1 | CH | Heat generation from CHPs and heat plants¦District heating¦Heat plants¦Gas¦Heat plant gas | PJ/yr. | 2.6347 | 3.5486 | 3.5494 | 1.6095 | 2.4514 | 2.4519 | 1.5818 | 1.5461 | 1.5438 | 1.5475 | 1.5434 | 1.5439
| SPS1 | CH | Heat generation from CHPs and heat plants¦District heating¦Heat plants¦Gas¦Fossil gases | PJ/yr. | 1.7329 | 2.0065 | 2.0073 | 0.067368 | 0.90929 | 0.90974 | 0.039708 | 0.0040103 | 0.0016981 | 0.0053432 | 0.0012375 | 0.0016952
STEM | SPS1 | CH | Heat generation from CHPs and heat plants¦District heating¦Heat plants¦Gas¦Fossil gases¦Heat plant gas | PJ/yr. | 1.7329 | 2.0065 | 2.0073 | 0.067368 | 0.90929 | 0.90974 | 0.039708 | 0.0040103 | 0.0016981 | 0.0053432 | 0.0012375 | 0.0016952
| SPS1 | CH | Heat generation from CHPs and heat plants¦District heating¦Heat plants¦Gas¦Synthetic gases | PJ/yr. | 0.90178 | 1.5421 | 1.5421 | 1.5421 | 1.5421 | 1.5421 | 1.5421 | 1.5421 | 1.5421 | 1.5421 | 1.5421 | 1.5422
STEM | SPS1 | CH | Heat generation from CHPs and heat plants¦District heating¦Heat plants¦Gas¦Synthetic gases¦Heat plant gas | PJ/yr. | 0.90178 | 1.5421 | 1.5421 | 1.5421 | 1.5421 | 1.5421 | 1.5421 | 1.5421 | 1.5421 | 1.5421 | 1.5421 | 1.5422
STEM | SPS1 | CH | Heat generation from CHPs and heat plants¦District heating¦Heat plants¦Nuclear fuel | PJ/yr. | 2.9001 | 7.6038 | 7.6022 | 2.3002 | 1.3945 | 0 | 1.8168 | 8.9543 | 9.3353 | 9.3353 | 9.3352 | 8.1194
STEM | SPS1 | CH | Heat generation from CHPs and heat plants¦District heating¦Heat plants¦Nuclear fuel¦Heat plant nuclear | PJ/yr. | 2.9001 | 7.6038 | 7.6022 | 2.3002 | 1.3945 | 0 | 1.8168 | 8.9543 | 9.3353 | 9.3353 | 9.3352 | 8.1194
STEM | SPS1 | CH | Heat generation from CHPs and heat plants¦District heating¦Heat plants¦Oil | PJ/yr. | 0.18409 | 0.18585 | 0.001456 | 0.0014329 | 0.0011319 | 0.0010202 | 0.00099631 | 0.00041741 | 0.00089332 | 0.00040649 | 0.00081592 | 0.00041361
STEM | SPS1 | CH | Heat generation from CHPs and heat plants¦District heating¦Heat plants¦Oil¦Heat plant oil | PJ/yr. | 0.18409 | 0.18585 | 0.001456 | 0.0014329 | 0.0011319 | 0.0010202 | 0.00099631 | 0.00041741 | 0.00089332 | 0.00040649 | 0.00081592 | 0.00041361
| SPS1 | CH | Heat generation from CHPs and heat plants¦District heating¦Heat plants¦Fossil liquids | PJ/yr. | 0.18409 | 0.18585 | 0.001456 | 0.0014329 | 0.0011319 | 0.0010202 | 0.00099631 | 0.00041741 | 0.00089332 | 0.00040649 | 0.00081592 | 0.00041361
STEM | SPS1 | CH | Heat generation from CHPs and heat plants¦District heating¦Heat plants¦Fossil liquids¦Heat plant oil | PJ/yr. | 0.18409 | 0.18585 | 0.001456 | 0.0014329 | 0.0011319 | 0.0010202 | 0.00099631 | 0.00041741 | 0.00089332 | 0.00040649 | 0.00081592 | 0.00041361
| SPS1 | CH | Heat generation from CHPs and heat plants¦District heating¦Heat plants¦Synthetic liquids | PJ/yr. | 0 | 0 | 0 | 0 | 0 | 0 | 0 | 0 | 0 | 0 | 0 | 0
STEM | SPS1 | CH | Heat generation from CHPs and heat plants¦District heating¦Heat plants¦Synthetic liquids¦Heat plant oil | PJ/yr. | 0 | 0 | 0 | 0 | 0 | 0 | 0 | 0 | 0 | 0 | 0 | 0
STEM | SPS1 | CH | Heat generation from CHPs and heat plants¦District heating¦Heat plants¦Wood | PJ/yr. | 1.279 | 1.1543 | 0.9897 | 0.76581 | 0.59815 | 0.46288 | 0.35817 | 0.27715 | 0.21446 | 0.16597 | 0.12844 | 0.099444
STEM | SPS1 | CH | Heat generation from CHPs and heat plants¦District heating¦Heat plants¦Wood¦Heat plant wood | PJ/yr. | 1.279 | 1.1543 | 0.9897 | 0.76581 | 0.59815 | 0.46288 | 0.35817 | 0.27715 | 0.21446 | 0.16597 | 0.12844 | 0.099444
STEM | SPS1 | CH | Heat generation from CHPs and heat plants¦District heating¦Heat plants¦Solar | PJ/yr. | 0 | 0 | 0 | 4.0397e-05 | 6.1396e-05 | 6.4632e-05 | 6.6488e-05 | 7.0398e-05 | 7.1913e-05 | 8.3093e-05 | 8.9339e-05 | 0.00014751
STEM | SPS1 | CH | Heat generation from CHPs and heat plants¦District heating¦Heat plants¦Solar¦Heat plant solar | PJ/yr. | 0 | 0 | 0 | 4.0397e-05 | 6.1396e-05 | 6.4632e-05 | 6.6488e-05 | 7.0398e-05 | 7.1913e-05 | 8.3093e-05 | 8.9339e-05 | 0.00014751
STEM | SPS1 | CH | Heat generation from CHPs and heat plants¦District heating¦Heat plants¦Geothermal | PJ/yr. | 0 | 0 | 0 | 0 | 0 | 0.00025909 | 0.00025956 | 0.00026072 | 0.00026169 | 0.00026588 | 0.00027124 | 0.00040729
STEM | SPS1 | CH | Heat generation from CHPs and heat plants¦District heating¦Heat plants¦Geothermal¦Heat plant deep geothermal | PJ/yr. | 0 | 0 | 0 | 0 | 0 | 0.00025909 | 0.00025956 | 0.00026072 | 0.00026169 | 0.00026588 | 0.00027124 | 0.00040729
STEM | SPS1 | CH | Heat generation from CHPs and heat plants¦District heating¦Heat plants¦Electricity | PJ/yr. | 0 | 3.3405 | 3.4418 | 3.6173 | 3.8019 | 3.9958 | 4.1996 | 4.4138 | 4.639 | 4.8756 | 5.1243 | 5.3857
STEM | SPS1 | CH | Heat generation from CHPs and heat plants¦District heating¦Heat plants¦Electricity¦Heat pump electric | PJ/yr. | 0 | 3.3405 | 3.4418 | 3.6173 | 3.8019 | 3.9958 | 4.1996 | 4.4138 | 4.639 | 4.8756 | 5.1243 | 5.3857
STEM | SPS1 | CH | Heat generation from CHPs and heat plants¦On-site CHPs | PJ/yr. | 6.507 | 8.2365 | 8.4626 | 14.2397 | 17.3617 | 16.4211 | 17.8807 | 18.3699 | 19.2503 | 19.3119 | 19.6196 | 20.0248
STEM | SPS1 | CH | Heat generation from CHPs and heat plants¦On-site CHPs¦Oil | PJ/yr. | 0.92941 | 2.0722 | 0.028065 | 1.3014 | 0.83437 | 0.04185 | 0.045847 | 0.056703 | 0.060049 | 0.060808 | 0.06005 | 0.061129
STEM | SPS1 | CH | Heat generation from CHPs and heat plants¦On-site CHPs¦Oil¦Industrial CHPs oil | PJ/yr. | 0.92941 | 2.0722 | 0.028065 | 1.3014 | 0.83437 | 0.04185 | 0.045847 | 0.056703 | 0.060049 | 0.060808 | 0.06005 | 0.061129
| SPS1 | CH | Heat generation from CHPs and heat plants¦On-site CHPs¦Oil¦Fossil liquids | PJ/yr. | 0.92941 | 2.0722 | 0.028065 | 1.3014 | 0.83437 | 0.04185 | 0.045847 | 0.056703 | 0.060049 | 0.060808 | 0.06005 | 0.061129
STEM | SPS1 | CH | Heat generation from CHPs and heat plants¦On-site CHPs¦Oil¦Fossil liquids¦Industrial CHPs oil | PJ/yr. | 0.92941 | 2.0722 | 0.028065 | 1.3014 | 0.83437 | 0.04185 | 0.045847 | 0.056703 | 0.060049 | 0.060808 | 0.06005 | 0.061129
| SPS1 | CH | Heat generation from CHPs and heat plants¦On-site CHPs¦Oil¦Synthetic liquids | PJ/yr. | 0 | 0 | 0 | 0 | 0 | 0 | 0 | 0 | 0 | 0 | 0 | 0
STEM | SPS1 | CH | Heat generation from CHPs and heat plants¦On-site CHPs¦Oil¦Synthetic liquids¦Industrial CHPs oil | PJ/yr. | 0 | 0 | 0 | 0 | 0 | 0 | 0 | 0 | 0 | 0 | 0 | 0
STEM | SPS1 | CH | Heat generation from CHPs and heat plants¦On-site CHPs¦Gas | PJ/yr. | 2.9828 | 2.4889 | 2.4508 | 6.3387 | 9.1888 | 8.375 | 8.0751 | 6.4638 | 6.3914 | 6.439 | 6.8152 | 7.0782
STEM | SPS1 | CH | Heat generation from CHPs and heat plants¦On-site CHPs¦Gas¦Industrial CHPs gas | PJ/yr. | 0.77107 | 0.1022 | 0.065568 | 0.70832 | 1.0466 | 0.18243 | 0.11554 | 0.068693 | 0.034131 | 0.037197 | 0.054374 | 0.091953
STEM | SPS1 | CH | Heat generation from CHPs and heat plants¦On-site CHPs¦Gas¦Industrial CHPs gas (CCS) | PJ/yr. | 0 | 0 | 0 | 0 | 0 | 0 | 0 | 0 | 0 | 0 | 0 | 0
STEM | SPS1 | CH | Heat generation from CHPs and heat plants¦On-site CHPs¦Gas¦Industrial CHPs fuel cells (gas reformer) | PJ/yr. | 0 | 0 | 0 | 0.00072745 | 0.00099648 | 0.0016505 | 0.0020591 | 0.0038421 | 0.0030942 | 0.0046666 | 0.0052346 | 0.0094738
STEM | SPS1 | CH | Heat generation from CHPs and heat plants¦On-site CHPs¦Gas¦Residential single family CHPs gas | PJ/yr. | 0.034334 | 0.0071399 | 0.024323 | 0.022958 | 0.032245 | 0.034818 | 0.043421 | 0.05574 | 0.048161 | 0.052746 | 0.22366 | 0.25441
STEM | SPS1 | CH | Heat generation from CHPs and heat plants¦On-site CHPs¦Gas¦Residential single family CHPs fuel cells gas | PJ/yr. | 0 | 0 | 0 | 0 | 0 | 0 | 0 | 0 | 0 | 0 | 0 | 0
STEM | SPS1 | CH | Heat generation from CHPs and heat plants¦On-site CHPs¦Gas¦Residential multi family CHPs gas | PJ/yr. | 0.060466 | 0.050964 | 0.22043 | 1.3011 | 1.3535 | 1.5037 | 1.3507 | 1.4621 | 1.4261 | 1.3799 | 1.261 | 1.1566
STEM | SPS1 | CH | Heat generation from CHPs and heat plants¦On-site CHPs¦Gas¦Residential multi family CHPs fuel cells gas | PJ/yr. | 0 | 0 | 0 | 0 | 0 | 0 | 0 | 0 | 0 | 0 | 0 | 0
STEM | SPS1 | CH | Heat generation from CHPs and heat plants¦On-site CHPs¦Gas¦Services sectors CHPs (bio)gas | PJ/yr. | 1.4243 | 1.5784 | 1.483 | 1.324 | 1.165 | 1.006 | 1.006 | 1.006 | 1.006 | 1.006 | 1.006 | 1.0513
STEM | SPS1 | CH | Heat generation from CHPs and heat plants¦On-site CHPs¦Gas¦Services sectors CHPs gas | PJ/yr. | 0.69261 | 0.75022 | 0.65745 | 2.9811 | 5.589 | 5.6451 | 5.5563 | 3.8652 | 3.8716 | 3.9535 | 4.2611 | 4.5056
STEM | SPS1 | CH | Heat generation from CHPs and heat plants¦On-site CHPs¦Gas¦Services sectors CHPs fuel cells (gas reformer) | PJ/yr. | 0 | 0 | 0 | 0.00046448 | 0.0014925 | 0.0014356 | 0.0010811 | 0.0023342 | 0.0023395 | 0.0049651 | 0.0038329 | 0.0088027
STEM | SPS1 | CH | Heat generation from CHPs and heat plants¦On-site CHPs¦Gas¦Fossil gases | PJ/yr. | 1.5177 | 0.87084 | 0.87959 | 4.8066 | 7.7568 | 7.1931 | 6.9428 | 5.3696 | 5.3056 | 5.3556 | 5.7247 | 5.9307
STEM | SPS1 | CH | Heat generation from CHPs and heat plants¦On-site CHPs¦Gas¦Fossil gases¦Industrial CHPs gas | PJ/yr. | 0.75087 | 0.097743 | 0.059594 | 0.67893 | 1.0118 | 0.17807 | 0.11348 | 0.067582 | 0.033625 | 0.036667 | 0.053583 | 0.090486
STEM | SPS1 | CH | Heat generation from CHPs and heat plants¦On-site CHPs¦Gas¦Fossil gases¦Industrial CHPs gas (CCS) | PJ/yr. | 0 | 0 | 0 | 0 | 0 | 0 | 0 | 0 | 0 | 0 | 0 | 0
STEM | SPS1 | CH | Heat generation from CHPs and heat plants¦On-site CHPs¦Gas¦Fossil gases¦Industrial CHPs fuel cells (gas reformer) | PJ/yr. | 0 | 0 | 0 | 0.00069726 | 0.00096331 | 0.0016111 | 0.0020223 | 0.00378 | 0.0030483 | 0.0046001 | 0.0051585 | 0.0093227
STEM | SPS1 | CH | Heat generation from CHPs and heat plants¦On-site CHPs¦Gas¦Fossil gases¦Residential single family CHPs gas | PJ/yr. | 0.033435 | 0.0068287 | 0.022106 | 0.022005 | 0.031172 | 0.033987 | 0.042645 | 0.054839 | 0.047446 | 0.051995 | 0.22041 | 0.25035
STEM | SPS1 | CH | Heat generation from CHPs and heat plants¦On-site CHPs¦Gas¦Fossil gases¦Residential single family CHPs fuel cells gas | PJ/yr. | 0 | 0 | 0 | 0 | 0 | 0 | 0 | 0 | 0 | 0 | 0 | 0
STEM | SPS1 | CH | Heat generation from CHPs and heat plants¦On-site CHPs¦Gas¦Fossil gases¦Residential multi family CHPs gas | PJ/yr. | 0.058882 | 0.048743 | 0.20035 | 1.2471 | 1.3084 | 1.4678 | 1.3266 | 1.4384 | 1.4049 | 1.3603 | 1.2427 | 1.1382
STEM | SPS1 | CH | Heat generation from CHPs and heat plants¦On-site CHPs¦Gas¦Fossil gases¦Residential multi family CHPs fuel cells gas | PJ/yr. | 0 | 0 | 0 | 0 | 0 | 0 | 0 | 0 | 0 | 0 | 0 | 0
STEM | SPS1 | CH | Heat generation from CHPs and heat plants¦On-site CHPs¦Gas¦Fossil gases¦Services sectors CHPs (bio)gas | PJ/yr. | 0 | 0 | 0 | 0 | 0 | 0 | 0 | 0 | 0 | 0 | 0 | 0
STEM | SPS1 | CH | Heat generation from CHPs and heat plants¦On-site CHPs¦Gas¦Fossil gases¦Services sectors CHPs gas | PJ/yr. | 0.67447 | 0.71752 | 0.59755 | 2.8574 | 5.403 | 5.5103 | 5.457 | 3.8027 | 3.8142 | 3.8972 | 4.1991 | 4.4337
STEM | SPS1 | CH | Heat generation from CHPs and heat plants¦On-site CHPs¦Gas¦Fossil gases¦Services sectors CHPs fuel cells (gas reformer) | PJ/yr. | 0 | 0 | 0 | 0.00044521 | 0.0014428 | 0.0014014 | 0.0010618 | 0.0022965 | 0.0023048 | 0.0048944 | 0.0037772 | 0.0086622
STEM | SPS1 | CH | Heat generation from CHPs and heat plants¦On-site CHPs¦Gas¦Synthetic gases | PJ/yr. | 1.4651 | 1.6181 | 1.5712 | 1.532 | 1.432 | 1.1819 | 1.1323 | 1.0942 | 1.0858 | 1.0834 | 1.0904 | 1.1475
STEM | SPS1 | CH | Heat generation from CHPs and heat plants¦On-site CHPs¦Gas¦Synthetic gases¦Industrial CHPs gas | PJ/yr. | 0.020198 | 0.0044545 | 0.0059747 | 0.029388 | 0.034836 | 0.0043556 | 0.0020652 | 0.0011109 | 0.00050617 | 0.0005299 | 0.00079042 | 0.0014673
STEM | SPS1 | CH | Heat generation from CHPs and heat plants¦On-site CHPs¦Gas¦Synthetic gases¦Industrial CHPs gas (CCS) | PJ/yr. | 0 | 0 | 0 | 0 | 0 | 0 | 0 | 0 | 0 | 0 | 0 | 0
STEM | SPS1 | CH | Heat generation from CHPs and heat plants¦On-site CHPs¦Gas¦Synthetic gases¦Industrial CHPs fuel cells (gas reformer) | PJ/yr. | 0 | 0 | 0 | 3.0181e-05 | 3.3167e-05 | 3.9407e-05 | 3.6805e-05 | 6.2133e-05 | 4.5888e-05 | 6.6478e-05 | 7.6094e-05 | 0.00015117
STEM | SPS1 | CH | Heat generation from CHPs and heat plants¦On-site CHPs¦Gas¦Synthetic gases¦Residential single family CHPs gas | PJ/yr. | 0.00089938 | 0.00031121 | 0.0022163 | 0.00095251 | 0.0010732 | 0.00083133 | 0.00077613 | 0.0009014 | 0.00071423 | 0.00075139 | 0.0032512 | 0.0040595
STEM | SPS1 | CH | Heat generation from CHPs and heat plants¦On-site CHPs¦Gas¦Synthetic gases¦Residential single family CHPs fuel cells gas | PJ/yr. | 0 | 0 | 0 | 0 | 0 | 0 | 0 | 0 | 0 | 0 | 0 | 0
STEM | SPS1 | CH | Heat generation from CHPs and heat plants¦On-site CHPs¦Gas¦Synthetic gases¦Residential multi family CHPs gas | PJ/yr. | 0.0015839 | 0.0022214 | 0.020086 | 0.053983 | 0.04505 | 0.035902 | 0.024144 | 0.023644 | 0.021149 | 0.019658 | 0.018331 | 0.018456
STEM | SPS1 | CH | Heat generation from CHPs and heat plants¦On-site CHPs¦Gas¦Synthetic gases¦Residential multi family CHPs fuel cells gas | PJ/yr. | 0 | 0 | 0 | 0 | 0 | 0 | 0 | 0 | 0 | 0 | 0 | 0
STEM | SPS1 | CH | Heat generation from CHPs and heat plants¦On-site CHPs¦Gas¦Synthetic gases¦Services sectors CHPs (bio)gas | PJ/yr. | 1.4243 | 1.5784 | 1.483 | 1.324 | 1.165 | 1.006 | 1.006 | 1.006 | 1.006 | 1.006 | 1.006 | 1.0513
STEM | SPS1 | CH | Heat generation from CHPs and heat plants¦On-site CHPs¦Gas¦Synthetic gases¦Services sectors CHPs gas | PJ/yr. | 0.018143 | 0.0327 | 0.059908 | 0.12368 | 0.18602 | 0.13478 | 0.099316 | 0.062506 | 0.057417 | 0.05632 | 0.061942 | 0.071894
STEM | SPS1 | CH | Heat generation from CHPs and heat plants¦On-site CHPs¦Gas¦Synthetic gases¦Services sectors CHPs fuel cells (gas reformer) | PJ/yr. | 0 | 0 | 0 | 1.9271e-05 | 4.9676e-05 | 3.4277e-05 | 1.9325e-05 | 3.7748e-05 | 3.4696e-05 | 7.073e-05 | 5.5718e-05 | 0.00014046
STEM | SPS1 | CH | Heat generation from CHPs and heat plants¦On-site CHPs¦Wastes | PJ/yr. | 1.9349 | 1.8588 | 2.5503 | 2.2433 | 1.9427 | 1.6589 | 1.378 | 1.0998 | 1.0998 | 1.0998 | 1.0998 | 1.0998
STEM | SPS1 | CH | Heat generation from CHPs and heat plants¦On-site CHPs¦Wastes¦Industrial CHPs wastes | PJ/yr. | 1.9349 | 1.8588 | 2.5503 | 2.2433 | 1.9427 | 1.6589 | 1.378 | 1.0998 | 1.0998 | 1.0998 | 1.0998 | 1.0998
STEM | SPS1 | CH | Heat generation from CHPs and heat plants¦On-site CHPs¦Wastes¦Industrial CHPs wastes CCS | PJ/yr. | 0 | 0 | 0 | 0 | 0 | 0 | 0 | 0 | 0 | 0 | 0 | 0
STEM | SPS1 | CH | Heat generation from CHPs and heat plants¦On-site CHPs¦Wastes¦Renewable | PJ/yr. | 0 | 0 | 0 | 0 | 0 | 0 | 0 | 0 | 0 | 0 | 0 | 0
STEM | SPS1 | CH | Heat generation from CHPs and heat plants¦On-site CHPs¦Wastes¦Renewable¦Industrial CHPs wastes | PJ/yr. | 0 | 0 | 0 | 0 | 0 | 0 | 0 | 0 | 0 | 0 | 0 | 0
STEM | SPS1 | CH | Heat generation from CHPs and heat plants¦On-site CHPs¦Wastes¦Renewable¦Industrial CHPs wastes CCS | PJ/yr. | 0 | 0 | 0 | 0 | 0 | 0 | 0 | 0 | 0 | 0 | 0 | 0
STEM | SPS1 | CH | Heat generation from CHPs and heat plants¦On-site CHPs¦Wastes¦Non Renewable | PJ/yr. | 1.9349 | 1.8588 | 2.5503 | 2.2433 | 1.9427 | 1.6589 | 1.378 | 1.0998 | 1.0998 | 1.0998 | 1.0998 | 1.0998
STEM | SPS1 | CH | Heat generation from CHPs and heat plants¦On-site CHPs¦Wastes¦Non Renewable¦Industrial CHPs wastes | PJ/yr. | 1.9349 | 1.8588 | 2.5503 | 2.2433 | 1.9427 | 1.6589 | 1.378 | 1.0998 | 1.0998 | 1.0998 | 1.0998 | 1.0998
STEM | SPS1 | CH | Heat generation from CHPs and heat plants¦On-site CHPs¦Wastes¦Non Renewable¦Industrial CHPs wastes CCS | PJ/yr. | 0 | 0 | 0 | 0 | 0 | 0 | 0 | 0 | 0 | 0 | 0 | 0
STEM | SPS1 | CH | Heat generation from CHPs and heat plants¦On-site CHPs¦Wood | PJ/yr. | 0.65988 | 1.8166 | 3.4334 | 4.354 | 5.3901 | 6.3376 | 8.3744 | 10.7298 | 11.682 | 11.6644 | 11.5979 | 11.723
STEM | SPS1 | CH | Heat generation from CHPs and heat plants¦On-site CHPs¦Wood¦Industrial CHPs wood | PJ/yr. | 0.65988 | 1.8166 | 3.4334 | 4.3341 | 5.365 | 6.315 | 8.3498 | 10.6718 | 11.6273 | 11.6073 | 11.5491 | 11.6275
STEM | SPS1 | CH | Heat generation from CHPs and heat plants¦On-site CHPs¦Wood¦Industrial CHPs wood (CCS) | PJ/yr. | 0 | 0 | 0 | 0 | 0 | 0 | 0 | 0 | 0 | 0 | 0 | 0
STEM | SPS1 | CH | Heat generation from CHPs and heat plants¦On-site CHPs¦Wood¦Residential single family CHPs wood | PJ/yr. | 0 | 0 | 0 | 0.0036452 | 0.0072538 | 0.0072224 | 0.0069981 | 0.016038 | 0.015093 | 0.019188 | 0.012371 | 0.023031
STEM | SPS1 | CH | Heat generation from CHPs and heat plants¦On-site CHPs¦Wood¦Residential multi family CHPs wood | PJ/yr. | 0 | 0 | 0 | 0.0099855 | 0.01298 | 0.011679 | 0.012083 | 0.033261 | 0.031749 | 0.027596 | 0.026091 | 0.049904
STEM | SPS1 | CH | Heat generation from CHPs and heat plants¦On-site CHPs¦Wood¦Services sectors CHPs wood | PJ/yr. | 0 | 0 | 0 | 0.0063526 | 0.0048465 | 0.0037243 | 0.0054665 | 0.0087126 | 0.0078626 | 0.010318 | 0.010323 | 0.022596
STEM | SPS1 | CH | Heat generation from CHPs and heat plants¦On-site CHPs¦Hydrogen | PJ/yr. | 0 | 0 | 0 | 0.0022154 | 0.0057838 | 0.0076816 | 0.0074477 | 0.019836 | 0.017089 | 0.047993 | 0.046666 | 0.062629
STEM | SPS1 | CH | Heat generation from CHPs and heat plants¦On-site CHPs¦Hydrogen¦Industrial CHPs fuel cells (hydrogen) | PJ/yr. | 0 | 0 | 0 | 0.001328 | 0.0037827 | 0.0056335 | 0.0051192 | 0.01413 | 0.011842 | 0.035182 | 0.036987 | 0.04414
STEM | SPS1 | CH | Heat generation from CHPs and heat plants¦On-site CHPs¦Hydrogen¦Services sectors CHPs fuel cells (hydrogen) | PJ/yr. | 0 | 0 | 0 | 0.00088743 | 0.0020011 | 0.0020481 | 0.0023285 | 0.0057058 | 0.0052473 | 0.012811 | 0.0096791 | 0.018489
STEM | SPS1 | CH | Fuel input for electricity generation | PJ/yr. | 437.6757 | 420.7093 | 424.3395 | 458.5617 | 416.5078 | 347.6051 | 262.0868 | 290.577 | 295.9873 | 302.0578 | 305.3326 | 309.7085
STEM | SPS1 | CH | Fuel input for electricity generation¦Nuclear Fuel | PJ/yr. | 250.9482 | 254.3925 | 224.1558 | 221.5279 | 173.7124 | 100.0241 | 3.3857 | 21.5825 | 21.6199 | 21.4773 | 20.4334 | 20.6603
STEM | SPS1 | CH | Fuel input for electricity generation¦Nuclear Fuel¦Nuclear power plants | PJ/yr. | 250.9482 | 254.3925 | 224.1558 | 221.5279 | 173.7124 | 100.0241 | 3.3857 | 21.5825 | 21.6199 | 21.4773 | 20.4334 | 20.6603
STEM | SPS1 | CH | Fuel input for electricity generation¦Hydro | PJ/yr. | 149.4305 | 125.6062 | 141.3342 | 150.0097 | 150.0564 | 150.0944 | 150.1317 | 150.1723 | 150.2091 | 150.2535 | 150.3025 | 150.5505
STEM | SPS1 | CH | Fuel input for electricity generation¦Hydro¦Hydro Large | PJ/yr. | 66.7457 | 49.7988 | 68.5348 | 69.6179 | 70.7023 | 71.7871 | 72.8713 | 73.9564 | 73.9564 | 73.9564 | 73.9564 | 73.956
STEM | SPS1 | CH | Fuel input for electricity generation¦Hydro¦Hydro Run of River | PJ/yr. | 66.6324 | 55.764 | 65.5514 | 64.4683 | 63.384 | 62.2992 | 61.2149 | 60.1299 | 60.1299 | 60.1298 | 60.1298 | 60.1303
STEM | SPS1 | CH | Fuel input for electricity generation¦Hydro¦Pump storage | PJ/yr. | 16.0524 | 20.0434 | 7.248 | 15.9235 | 15.9701 | 16.0081 | 16.0455 | 16.086 | 16.1229 | 16.1672 | 16.2162 | 16.4642
STEM | SPS1 | CH | Fuel input for electricity generation¦Oil | PJ/yr. | 0.14455 | 0.05343 | 0.015397 | 0.080883 | 0.11631 | 0.033315 | 0.055953 | 0.093096 | 0.066693 | 0.073389 | 0.079544 | 0.10093
STEM | SPS1 | CH | Fuel input for electricity generation¦Oil¦Peak devices | PJ/yr. | 0.12014 | 0.00024315 | 0.01248 | 0.0057519 | 0.0073287 | 0.0091064 | 0.029284 | 0.058935 | 0.031418 | 0.037461 | 0.044734 | 0.063924
STEM | SPS1 | CH | Fuel input for electricity generation¦Oil¦CHP Oil (for District Heating) | PJ/yr. | 0.0035579 | 6.3707e-05 | 0.0018718 | 0.0011462 | 0.0016209 | 0.001735 | 0.0017982 | 0.0028439 | 0.0020059 | 0.0028306 | 0.0021575 | 0.002974
STEM | SPS1 | CH | Fuel input for electricity generation¦Oil¦Industrial CHPs oil | PJ/yr. | 0.020845 | 0.053123 | 0.0010459 | 0.073985 | 0.10736 | 0.022474 | 0.024871 | 0.031317 | 0.03327 | 0.033098 | 0.032653 | 0.034028
STEM | SPS1 | CH | Fuel input for electricity generation¦Oil¦Fossil liquids | PJ/yr. | 0.14455 | 0.05343 | 0.015397 | 0.080883 | 0.11631 | 0.033315 | 0.055953 | 0.093096 | 0.066693 | 0.073389 | 0.079544 | 0.10093
STEM | SPS1 | CH | Fuel input for electricity generation¦Oil¦Fossil liquids¦Peak devices | PJ/yr. | 0.12014 | 0.00024315 | 0.01248 | 0.0057519 | 0.0073287 | 0.0091064 | 0.029284 | 0.058935 | 0.031418 | 0.037461 | 0.044734 | 0.063924
STEM | SPS1 | CH | Fuel input for electricity generation¦Oil¦Fossil liquids¦CHP Oil (for District Heating) | PJ/yr. | 0.0035579 | 6.3707e-05 | 0.0018718 | 0.0011462 | 0.0016209 | 0.001735 | 0.0017982 | 0.0028439 | 0.0020059 | 0.0028306 | 0.0021575 | 0.002974
STEM | SPS1 | CH | Fuel input for electricity generation¦Oil¦Fossil liquids¦Industrial CHPs oil | PJ/yr. | 0.020845 | 0.053123 | 0.0010459 | 0.073985 | 0.10736 | 0.022474 | 0.024871 | 0.031317 | 0.03327 | 0.033098 | 0.032653 | 0.034028
STEM | SPS1 | CH | Fuel input for electricity generation¦Oil¦Synthetic liquids | PJ/yr. | 0 | 0 | 0 | 0 | 0 | 0 | 0 | 0 | 0 | 0 | 0 | 0
STEM | SPS1 | CH | Fuel input for electricity generation¦Oil¦Synthetic liquids¦Peak devices | PJ/yr. | 0 | 0 | 0 | 0 | 0 | 0 | 0 | 0 | 0 | 0 | 0 | 0
STEM | SPS1 | CH | Fuel input for electricity generation¦Oil¦Synthetic liquids¦CHP Oil (for District Heating) | PJ/yr. | 0 | 0 | 0 | 0 | 0 | 0 | 0 | 0 | 0 | 0 | 0 | 0
STEM | SPS1 | CH | Fuel input for electricity generation¦Oil¦Synthetic liquids¦Industrial CHPs oil | PJ/yr. | 0 | 0 | 0 | 0 | 0 | 0 | 0 | 0 | 0 | 0 | 0 | 0
STEM | SPS1 | CH | Fuel input for electricity generation¦Gas | PJ/yr. | 4.0647 | 2.1956 | 2.1761 | 6.78 | 7.9667 | 8.6587 | 15.4762 | 20.9801 | 22.9516 | 25.1382 | 25.6865 | 24.586
STEM | SPS1 | CH | Fuel input for electricity generation¦Gas¦Gas turbines combined cycle | PJ/yr. | 0 | 0 | 0 | 0 | 0 | 0.03446 | 5.7741 | 13.799 | 15.6685 | 18.4443 | 19.9295 | 18.2656
STEM | SPS1 | CH | Fuel input for electricity generation¦Gas¦Gas turbines open cycle | PJ/yr. | 0 | 0 | 0 | 0 | 0.022436 | 0.17581 | 1.0895 | 0.60481 | 0.90487 | 0.69614 | 0.11855 | 0.39052
STEM | SPS1 | CH | Fuel input for electricity generation¦Gas¦Gas turbines combined cycle CCS | PJ/yr. | 0 | 0 | 0 | 0 | 0 | 0.00033359 | 0.00044884 | 0.0012339 | 0.00058253 | 0.0010002 | 0.00072748 | 0.0014546
STEM | SPS1 | CH | Fuel input for electricity generation¦Gas¦CHP Gas (for District Heating) | PJ/yr. | 1.2834 | 0.00025989 | 0.02164 | 1.1555 | 0.50325 | 1.1248 | 0.91654 | 0.14797 | 0.15417 | 0.021142 | 0.0072883 | 0.0089004
STEM | SPS1 | CH | Fuel input for electricity generation¦Gas¦CHP Fuel Cell Gas (for District Heating) | PJ/yr. | 0 | 0 | 0 | 0 | 0 | 0.50652 | 1.1028 | 1.091 | 0.95018 | 0.63304 | 0.031398 | 0.021389
STEM | SPS1 | CH | Fuel input for electricity generation¦Gas¦Industrial CHPs gas | PJ/yr. | 0.89331 | 0.12048 | 0.076663 | 0.8713 | 0.68004 | 0.212 | 0.1378 | 0.084315 | 0.042209 | 0.046257 | 0.066844 | 0.11378
STEM | SPS1 | CH | Fuel input for electricity generation¦Gas¦Industrial CHPs gas (CCS) | PJ/yr. | 0 | 0 | 0 | 0 | 0 | 0 | 0 | 0 | 0 | 0 | 0 | 0
STEM | SPS1 | CH | Fuel input for electricity generation¦Gas¦Industrial CHPs fuel cells (gas reformer) | PJ/yr. | 0 | 0 | 0 | 0 | 0 | 0 | 0 | 0 | 0 | 0 | 0 | 0
STEM | SPS1 | CH | Fuel input for electricity generation¦Gas¦Residential single family CHPs gas | PJ/yr. | 0.019556 | 0.0032706 | 0.012573 | 0.011293 | 0.01556 | 0.016728 | 0.021232 | 0.027229 | 0.02251 | 0.024531 | 0.10966 | 0.12348
STEM | SPS1 | CH | Fuel input for electricity generation¦Gas¦Residential single family CHPs fuel cells gas | PJ/yr. | 0 | 0 | 0 | 0.0006255 | 0.0021818 | 0.0021738 | 0.0022675 | 0.0053567 | 0.0043382 | 0.0069659 | 0.0067048 | 0.012442
STEM | SPS1 | CH | Fuel input for electricity generation¦Gas¦Residential multi family CHPs gas | PJ/yr. | 0.035066 | 0.025759 | 0.11433 | 0.6847 | 0.71546 | 0.80837 | 0.73299 | 0.78752 | 0.77021 | 0.72246 | 0.65619 | 0.56707
STEM | SPS1 | CH | Fuel input for electricity generation¦Gas¦Residential multi family CHPs fuel cells gas | PJ/yr. | 0 | 0 | 0 | 0.0027474 | 0.010718 | 0.010739 | 0.011978 | 0.032567 | 0.02806 | 0.057362 | 0.055727 | 0.098122
STEM | SPS1 | CH | Fuel input for electricity generation¦Gas¦Services sectors CHPs (bio)gas | PJ/yr. | 1.0647 | 1.2551 | 1.2998 | 1.3815 | 1.4573 | 1.5468 | 1.5307 | 1.5087 | 1.5078 | 1.5115 | 1.5118 | 1.5857
STEM | SPS1 | CH | Fuel input for electricity generation¦Gas¦Services sectors CHPs gas | PJ/yr. | 0.76866 | 0.79075 | 0.6511 | 2.6704 | 4.5533 | 4.2138 | 4.1512 | 2.8802 | 2.8882 | 2.9521 | 3.1756 | 3.3596
STEM | SPS1 | CH | Fuel input for electricity generation¦Gas¦Services sectors CHPs fuel cells (gas reformer) | PJ/yr. | 0 | 0 | 0 | 0.001985 | 0.0063898 | 0.0061585 | 0.004646 | 0.01005 | 0.010073 | 0.021378 | 0.016503 | 0.0379
STEM | SPS1 | CH | Fuel input for electricity generation¦Gas¦Fossil gases | PJ/yr. | 2.9214 | 0.89952 | 0.79646 | 5.1745 | 6.2927 | 6.9418 | 13.6958 | 19.1552 | 21.1253 | 23.2891 | 23.8226 | 22.6319
STEM | SPS1 | CH | Fuel input for electricity generation¦Gas¦Fossil gases¦Gas turbines combined cycle | PJ/yr. | 0 | 0 | 0 | 0 | 0 | 0.033637 | 5.6709 | 13.5759 | 15.4361 | 18.1815 | 19.6398 | 17.9742
STEM | SPS1 | CH | Fuel input for electricity generation¦Gas¦Fossil gases¦Gas turbines open cycle | PJ/yr. | 0 | 0 | 0 | 0 | 0.021689 | 0.17161 | 1.07 | 0.59503 | 0.89145 | 0.68623 | 0.11682 | 0.38429
STEM | SPS1 | CH | Fuel input for electricity generation¦Gas¦Fossil gases¦Gas turbines combined cycle CCS | PJ/yr. | 0 | 0 | 0 | 0 | 0 | 0 | 0 | 0 | 0 | 0 | 0 | 0
STEM | SPS1 | CH | Fuel input for electricity generation¦Gas¦Fossil gases¦CHP Gas (for District Heating) | PJ/yr. | 1.2498 | 0.00024856 | 0.019668 | 1.1075 | 0.4865 | 1.098 | 0.90016 | 0.14558 | 0.15188 | 0.020841 | 0.0071823 | 0.0087584
STEM | SPS1 | CH | Fuel input for electricity generation¦Gas¦Fossil gases¦CHP Fuel Cell Gas (for District Heating) | PJ/yr. | 0 | 0 | 0 | 0 | 0 | 0.49442 | 1.0831 | 1.0734 | 0.93609 | 0.62402 | 0.030942 | 0.021048
STEM | SPS1 | CH | Fuel input for electricity generation¦Gas¦Fossil gases¦Industrial CHPs gas | PJ/yr. | 0.86991 | 0.11523 | 0.069677 | 0.83515 | 0.65741 | 0.20693 | 0.13533 | 0.082952 | 0.041583 | 0.045598 | 0.065872 | 0.11197
STEM | SPS1 | CH | Fuel input for electricity generation¦Gas¦Fossil gases¦Industrial CHPs gas (CCS) | PJ/yr. | 0 | 0 | 0 | 0 | 0 | 0 | 0 | 0 | 0 | 0 | 0 | 0
STEM | SPS1 | CH | Fuel input for electricity generation¦Gas¦Fossil gases¦Industrial CHPs fuel cells (gas reformer) | PJ/yr. | 0 | 0 | 0 | 0 | 0 | 0 | 0 | 0 | 0 | 0 | 0 | 0
STEM | SPS1 | CH | Fuel input for electricity generation¦Gas¦Fossil gases¦Residential single family CHPs gas | PJ/yr. | 0.019044 | 0.0031281 | 0.011427 | 0.010825 | 0.015042 | 0.016329 | 0.020852 | 0.026789 | 0.022176 | 0.024182 | 0.10807 | 0.12151
STEM | SPS1 | CH | Fuel input for electricity generation¦Gas¦Fossil gases¦Residential single family CHPs fuel cells gas | PJ/yr. | 0 | 0 | 0 | 0.00059954 | 0.0021091 | 0.0021219 | 0.0022269 | 0.00527 | 0.0042739 | 0.0068666 | 0.0066074 | 0.012243
STEM | SPS1 | CH | Fuel input for electricity generation¦Gas¦Fossil gases¦Residential multi family CHPs gas | PJ/yr. | 0.034147 | 0.024637 | 0.10392 | 0.6563 | 0.69165 | 0.78907 | 0.71989 | 0.77479 | 0.75879 | 0.71216 | 0.64665 | 0.55802
STEM | SPS1 | CH | Fuel input for electricity generation¦Gas¦Fossil gases¦Residential multi family CHPs fuel cells gas | PJ/yr. | 0 | 0 | 0 | 0.0026334 | 0.010361 | 0.010482 | 0.011764 | 0.032041 | 0.027644 | 0.056545 | 0.054917 | 0.096556
STEM | SPS1 | CH | Fuel input for electricity generation¦Gas¦Fossil gases¦Services sectors CHPs (bio)gas | PJ/yr. | 0 | 0 | 0 | 0 | 0 | 0 | 0 | 0 | 0 | 0 | 0 | 0
STEM | SPS1 | CH | Fuel input for electricity generation¦Gas¦Fossil gases¦Services sectors CHPs gas | PJ/yr. | 0.74852 | 0.75628 | 0.59177 | 2.5596 | 4.4018 | 4.1132 | 4.077 | 2.8336 | 2.8454 | 2.9101 | 3.1294 | 3.306
STEM | SPS1 | CH | Fuel input for electricity generation¦Gas¦Fossil gases¦Services sectors CHPs fuel cells (gas reformer) | PJ/yr. | 0 | 0 | 0 | 0.0019026 | 0.0061771 | 0.0060115 | 0.0045629 | 0.0098876 | 0.0099235 | 0.021073 | 0.016263 | 0.037296
STEM | SPS1 | CH | Fuel input for electricity generation¦Gas¦Synthetic gases | PJ/yr. | 1.1433 | 1.2961 | 1.3796 | 1.6054 | 1.674 | 1.717 | 1.7804 | 1.8248 | 1.8264 | 1.8491 | 1.8639 | 1.9541
STEM | SPS1 | CH | Fuel input for electricity generation¦Gas¦Synthetic gases¦Gas turbines combined cycle | PJ/yr. | 0 | 0 | 0 | 0 | 0 | 0.00082277 | 0.10321 | 0.22315 | 0.23237 | 0.26275 | 0.28971 | 0.29146
STEM | SPS1 | CH | Fuel input for electricity generation¦Gas¦Synthetic gases¦Gas turbines open cycle | PJ/yr. | 0 | 0 | 0 | 0 | 0.00074675 | 0.0041977 | 0.019475 | 0.0097808 | 0.013419 | 0.0099169 | 0.0017233 | 0.0062314
STEM | SPS1 | CH | Fuel input for electricity generation¦Gas¦Synthetic gases¦Gas turbines combined cycle CCS | PJ/yr. | 0 | 0 | 0 | 0 | 0 | 0.00033359 | 0.00044884 | 0.0012339 | 0.00058253 | 0.0010002 | 0.00072748 | 0.0014546
STEM | SPS1 | CH | Fuel input for electricity generation¦Gas¦Synthetic gases¦CHP Gas (for District Heating) | PJ/yr. | 0.033619 | 1.1328e-05 | 0.0019718 | 0.047939 | 0.01675 | 0.026856 | 0.016383 | 0.002393 | 0.0022864 | 0.00030118 | 0.00010595 | 0.00014202
STEM | SPS1 | CH | Fuel input for electricity generation¦Gas¦Synthetic gases¦CHP Fuel Cell Gas (for District Heating) | PJ/yr. | 0 | 0 | 0 | 0 | 0 | 0.012094 | 0.019712 | 0.017644 | 0.014091 | 0.0090179 | 0.00045643 | 0.0003413
STEM | SPS1 | CH | Fuel input for electricity generation¦Gas¦Synthetic gases¦Industrial CHPs gas | PJ/yr. | 0.0234 | 0.0052514 | 0.0069856 | 0.03615 | 0.022635 | 0.0050617 | 0.002463 | 0.0013635 | 0.00062597 | 0.00065895 | 0.00097169 | 0.0018156
STEM | SPS1 | CH | Fuel input for electricity generation¦Gas¦Synthetic gases¦Industrial CHPs gas (CCS) | PJ/yr. | 0 | 0 | 0 | 0 | 0 | 0 | 0 | 0 | 0 | 0 | 0 | 0
STEM | SPS1 | CH | Fuel input for electricity generation¦Gas¦Synthetic gases¦Industrial CHPs fuel cells (gas reformer) | PJ/yr. | 0 | 0 | 0 | 0 | 0 | 0 | 0 | 0 | 0 | 0 | 0 | 0
STEM | SPS1 | CH | Fuel input for electricity generation¦Gas¦Synthetic gases¦Residential single family CHPs gas | PJ/yr. | 0.00051227 | 0.00014256 | 0.0011456 | 0.00046855 | 0.00051789 | 0.00039941 | 0.00037951 | 0.00044034 | 0.00033383 | 0.00034946 | 0.0015941 | 0.0019703
STEM | SPS1 | CH | Fuel input for electricity generation¦Gas¦Synthetic gases¦Residential single family CHPs fuel cells gas | PJ/yr. | 0 | 0 | 0 | 2.5952e-05 | 7.2618e-05 | 5.1903e-05 | 4.0529e-05 | 8.6625e-05 | 6.4337e-05 | 9.9232e-05 | 9.7466e-05 | 0.00019853
STEM | SPS1 | CH | Fuel input for electricity generation¦Gas¦Synthetic gases¦Residential multi family CHPs gas | PJ/yr. | 0.00091855 | 0.0011228 | 0.010418 | 0.028408 | 0.023813 | 0.019301 | 0.013102 | 0.012735 | 0.011422 | 0.010292 | 0.0095388 | 0.0090485
STEM | SPS1 | CH | Fuel input for electricity generation¦Gas¦Synthetic gases¦Residential multi family CHPs fuel cells gas | PJ/yr. | 0 | 0 | 0 | 0.00011399 | 0.00035674 | 0.0002564 | 0.0002141 | 0.00052666 | 0.00041614 | 0.00081715 | 0.00081009 | 0.0015657
STEM | SPS1 | CH | Fuel input for electricity generation¦Gas¦Synthetic gases¦Services sectors CHPs (bio)gas | PJ/yr. | 1.0647 | 1.2551 | 1.2998 | 1.3815 | 1.4573 | 1.5468 | 1.5307 | 1.5087 | 1.5078 | 1.5115 | 1.5118 | 1.5857
STEM | SPS1 | CH | Fuel input for electricity generation¦Gas¦Synthetic gases¦Services sectors CHPs gas | PJ/yr. | 0.020135 | 0.034466 | 0.059329 | 0.11079 | 0.15155 | 0.10061 | 0.0742 | 0.046578 | 0.042833 | 0.042054 | 0.046163 | 0.053607
STEM | SPS1 | CH | Fuel input for electricity generation¦Gas¦Synthetic gases¦Services sectors CHPs fuel cells (gas reformer) | PJ/yr. | 0 | 0 | 0 | 8.2355e-05 | 0.00021268 | 0.00014704 | 8.3044e-05 | 0.00016253 | 0.00014938 | 0.00030453 | 0.0002399 | 0.00060476
STEM | SPS1 | CH | Fuel input for electricity generation¦Wastes | PJ/yr. | 22.4814 | 24.5246 | 25.8066 | 25.1007 | 25.5058 | 26.1634 | 26.8678 | 27.6382 | 27.6381 | 27.6381 | 27.6381 | 27.6381
STEM | SPS1 | CH | Fuel input for electricity generation¦Wastes¦Wastes Incineration (electric only) | PJ/yr. | 18.2036 | 20.4298 | 21.5508 | 20.6966 | 20.9588 | 21.4516 | 21.9564 | 22.4735 | 22.4734 | 22.4734 | 22.4734 | 22.4735
STEM | SPS1 | CH | Fuel input for electricity generation¦Wastes¦Wastes Incineration (electric only) CCS | PJ/yr. | 0 | 0 | 0 | 0 | 0 | 0 | 0 | 0 | 0 | 0 | 0 | 0
STEM | SPS1 | CH | Fuel input for electricity generation¦Wastes¦CHP Wastes (for District Heating) | PJ/yr. | 3.8834 | 3.6856 | 3.6221 | 3.7098 | 3.7773 | 3.8404 | 3.9058 | 3.9737 | 3.9737 | 3.9736 | 3.9736 | 3.9735
STEM | SPS1 | CH | Fuel input for electricity generation¦Wastes¦CHP Wastes (for District Heating) CCS | PJ/yr. | 0 | 0 | 0 | 0 | 0 | 0 | 0 | 0 | 0 | 0 | 0 | 0
STEM | SPS1 | CH | Fuel input for electricity generation¦Wastes¦Industrial CHPs wastes | PJ/yr. | 0.39444 | 0.40919 | 0.63367 | 0.69431 | 0.76967 | 0.87139 | 1.0057 | 1.1911 | 1.191 | 1.1911 | 1.191 | 1.1911
STEM | SPS1 | CH | Fuel input for electricity generation¦Wastes¦Industrial CHPs wastes CCS | PJ/yr. | 0 | 0 | 0 | 0 | 0 | 0 | 0 | 0 | 0 | 0 | 0 | 0
STEM | SPS1 | CH | Fuel input for electricity generation¦Wastes¦Renewable | PJ/yr. | 11.0435 | 12.0577 | 12.5865 | 12.2032 | 12.3681 | 12.646 | 12.9311 | 13.2236 | 13.2235 | 13.2235 | 13.2235 | 13.2235
STEM | SPS1 | CH | Fuel input for electricity generation¦Wastes¦Renewable¦Wastes Incineration (electric only) | PJ/yr. | 9.1018 | 10.2149 | 10.7754 | 10.3483 | 10.4794 | 10.7258 | 10.9782 | 11.2367 | 11.2367 | 11.2367 | 11.2367 | 11.2368
STEM | SPS1 | CH | Fuel input for electricity generation¦Wastes¦Renewable¦Wastes Incineration (electric only) CCS | PJ/yr. | 0 | 0 | 0 | 0 | 0 | 0 | 0 | 0 | 0 | 0 | 0 | 0
STEM | SPS1 | CH | Fuel input for electricity generation¦Wastes¦Renewable¦CHP Wastes (for District Heating) | PJ/yr. | 1.9417 | 1.8428 | 1.8111 | 1.8549 | 1.8887 | 1.9202 | 1.9529 | 1.9868 | 1.9868 | 1.9868 | 1.9868 | 1.9867
STEM | SPS1 | CH | Fuel input for electricity generation¦Wastes¦Renewable¦CHP Wastes (for District Heating) CCS | PJ/yr. | 0 | 0 | 0 | 0 | 0 | 0 | 0 | 0 | 0 | 0 | 0 | 0
STEM | SPS1 | CH | Fuel input for electricity generation¦Wastes¦Renewable¦Industrial CHPs wastes | PJ/yr. | 0 | 0 | 0 | 0 | 0 | 0 | 0 | 0 | 0 | 0 | 0 | 0
STEM | SPS1 | CH | Fuel input for electricity generation¦Wastes¦Renewable¦Industrial CHPs wastes CCS | PJ/yr. | 0 | 0 | 0 | 0 | 0 | 0 | 0 | 0 | 0 | 0 | 0 | 0
STEM | SPS1 | CH | Fuel input for electricity generation¦Wastes¦Non Renewable | PJ/yr. | 11.4379 | 12.4669 | 13.2201 | 12.8975 | 13.1377 | 13.5174 | 13.9367 | 14.4146 | 14.4146 | 14.4146 | 14.4146 | 14.4146
STEM | SPS1 | CH | Fuel input for electricity generation¦Wastes¦Non Renewable¦Wastes Incineration (electric only) | PJ/yr. | 9.1018 | 10.2149 | 10.7754 | 10.3483 | 10.4794 | 10.7258 | 10.9782 | 11.2367 | 11.2367 | 11.2367 | 11.2367 | 11.2368
STEM | SPS1 | CH | Fuel input for electricity generation¦Wastes¦Non Renewable¦Wastes Incineration (electric only) CCS | PJ/yr. | 0 | 0 | 0 | 0 | 0 | 0 | 0 | 0 | 0 | 0 | 0 | 0
STEM | SPS1 | CH | Fuel input for electricity generation¦Wastes¦Non Renewable¦CHP Wastes (for District Heating) | PJ/yr. | 1.9417 | 1.8428 | 1.8111 | 1.8549 | 1.8887 | 1.9202 | 1.9529 | 1.9868 | 1.9868 | 1.9868 | 1.9868 | 1.9867
STEM | SPS1 | CH | Fuel input for electricity generation¦Wastes¦Non Renewable¦CHP Wastes (for District Heating) CCS | PJ/yr. | 0 | 0 | 0 | 0 | 0 | 0 | 0 | 0 | 0 | 0 | 0 | 0
STEM | SPS1 | CH | Fuel input for electricity generation¦Wastes¦Non Renewable¦Industrial CHPs wastes | PJ/yr. | 0.39444 | 0.40919 | 0.63367 | 0.69431 | 0.76967 | 0.87139 | 1.0057 | 1.1911 | 1.191 | 1.1911 | 1.191 | 1.1911
STEM | SPS1 | CH | Fuel input for electricity generation¦Wastes¦Non Renewable¦Industrial CHPs wastes CCS | PJ/yr. | 0 | 0 | 0 | 0 | 0 | 0 | 0 | 0 | 0 | 0 | 0 | 0
STEM | SPS1 | CH | Fuel input for electricity generation¦Wood | PJ/yr. | 0.57792 | 0.54525 | 1.3992 | 3.0475 | 3.6271 | 4.1241 | 4.6647 | 4.9934 | 5.1315 | 5.1206 | 5.0648 | 5.0648
STEM | SPS1 | CH | Fuel input for electricity generation¦Wood¦CHP Wood (for District Heating) | PJ/yr. | 0.3968 | 0.029943 | 0.25595 | 1.0931 | 1.2594 | 1.3979 | 1.1352 | 0.55796 | 0.30605 | 0.29881 | 0.27144 | 0.21066
STEM | SPS1 | CH | Fuel input for electricity generation¦Wood¦Biomass with CCS (BECCS) | PJ/yr. | 0 | 0 | 0 | 0 | 0 | 0.00043955 | 0.00049445 | 0.0012693 | 0.00061425 | 0.0011728 | 0.00097452 | 0.0022967
STEM | SPS1 | CH | Fuel input for electricity generation¦Wood¦Industrial CHPs wood | PJ/yr. | 0.18112 | 0.51531 | 1.1433 | 1.9435 | 2.3548 | 2.7142 | 3.516 | 4.4048 | 4.7989 | 4.791 | 4.7669 | 4.7999
STEM | SPS1 | CH | Fuel input for electricity generation¦Wood¦Industrial CHPs wood (CCS) | PJ/yr. | 0 | 0 | 0 | 0 | 0 | 0 | 0 | 0 | 0 | 0 | 0 | 0
STEM | SPS1 | CH | Fuel input for electricity generation¦Wood¦Residential single family CHPs wood | PJ/yr. | 0 | 0 | 0 | 0.0018831 | 0.0035327 | 0.0035577 | 0.0035728 | 0.0084659 | 0.0073008 | 0.0097308 | 0.0065247 | 0.012701
STEM | SPS1 | CH | Fuel input for electricity generation¦Wood¦Residential multi family CHPs wood | PJ/yr. | 0 | 0 | 0 | 0.0042832 | 0.0054577 | 0.0048574 | 0.0049717 | 0.013352 | 0.012127 | 0.011195 | 0.010438 | 0.020416
STEM | SPS1 | CH | Fuel input for electricity generation¦Wood¦Services sectors CHPs wood | PJ/yr. | 0 | 0 | 0 | 0.0047869 | 0.003881 | 0.0031167 | 0.0044594 | 0.0075612 | 0.0064428 | 0.0087012 | 0.0085352 | 0.018819
STEM | SPS1 | CH | Fuel input for electricity generation¦Wind | PJ/yr. | 0.524 | 0.54529 | 0.50316 | 0.54658 | 0.54708 | 0.54725 | 0.55274 | 0.55281 | 0.55282 | 0.55284 | 0.55343 | 0.55653
STEM | SPS1 | CH | Fuel input for electricity generation¦Wind¦Wind turbines | PJ/yr. | 0.524 | 0.54529 | 0.50316 | 0.54658 | 0.54708 | 0.54725 | 0.55274 | 0.55281 | 0.55282 | 0.55284 | 0.55343 | 0.55653
STEM | SPS1 | CH | Fuel input for electricity generation¦Solar | PJ/yr. | 9.355 | 12.8214 | 28.8 | 51.1834 | 54.5278 | 57.2572 | 59.9305 | 62.8382 | 65.485 | 68.6642 | 72.1633 | 76.7662
STEM | SPS1 | CH | Fuel input for electricity generation¦Solar¦Solar PV (large scale) | PJ/yr. | 0 | 0 | 0.15619 | 0.30117 | 1.05 | 1.0515 | 0.85774 | 0.7521 | 0.23195 | 0.082552 | 0.083302 | 1.009
STEM | SPS1 | CH | Fuel input for electricity generation¦Solar¦Solar PV (Industry) | PJ/yr. | 3.518 | 4.8486 | 11.9271 | 14.1166 | 14.8367 | 15.5935 | 16.3889 | 17.2249 | 18.1036 | 19.0271 | 19.9977 | 21.0178
STEM | SPS1 | CH | Fuel input for electricity generation¦Solar¦Solar PV (Residential single family) | PJ/yr. | 2.1349 | 3.3907 | 6.9698 | 18.9172 | 19.8822 | 20.8964 | 21.9623 | 23.0826 | 24.2601 | 25.4976 | 26.7982 | 28.1654
STEM | SPS1 | CH | Fuel input for electricity generation¦Solar¦Solar PV (Residential multi family) | PJ/yr. | 0.86248 | 1.2876 | 5.8108 | 13.4395 | 14.1251 | 14.8456 | 15.6029 | 16.3988 | 17.2353 | 18.1145 | 19.0385 | 20.0097
STEM | SPS1 | CH | Fuel input for electricity generation¦Solar¦Solar PV (Services) | PJ/yr. | 2.8396 | 3.2945 | 3.9362 | 4.4089 | 4.6338 | 4.8702 | 5.1186 | 5.3797 | 5.6541 | 5.9425 | 6.2457 | 6.5643
STEM | SPS1 | CH | Fuel input for electricity generation¦Geothermal | PJ/yr. | 0 | 0 | 0 | 0 | 0 | 0 | 0 | 0 | 0 | 0 | 0 | 0
STEM | SPS1 | CH | Fuel input for electricity generation¦Geothermal¦Deep geothermal | PJ/yr. | 0 | 0 | 0 | 0 | 0 | 0 | 0.03661 | 0.056888 | 0.060098 | 0.06706 | 0.077915 | 0.13821
STEM | SPS1 | CH | Fuel input for electricity generation¦Hydrogen | PJ/yr. | 0 | 0 | 0 | 0.0034703 | 0.0097937 | 0.016401 | 0.016876 | 0.04615 | 0.040184 | 0.14363 | 0.14343 | 0.17721
STEM | SPS1 | CH | Fuel input for electricity generation¦Hydrogen¦CHP Fuel Cell Hydrogen (for District Heating) | PJ/yr. | 0 | 0 | 0 | 0 | 0 | 0.0020352 | 0.0020563 | 0.0035334 | 0.0035526 | 0.040258 | 0.042211 | 0.042775
STEM | SPS1 | CH | Fuel input for electricity generation¦Hydrogen¦Industrial CHPs fuel cells (hydrogen) | PJ/yr. | 0 | 0 | 0 | 0.0020539 | 0.0064201 | 0.010669 | 0.010443 | 0.0314 | 0.026316 | 0.078183 | 0.082194 | 0.098089
STEM | SPS1 | CH | Fuel input for electricity generation¦Hydrogen¦Services sectors CHPs fuel cells (hydrogen) | PJ/yr. | 0 | 0 | 0 | 0.0014163 | 0.0033736 | 0.0036964 | 0.0043766 | 0.011217 | 0.010315 | 0.025184 | 0.019027 | 0.036345
STEM | SPS1 | CH | Fuel input for electricity generation¦Electricity storage (non hydro) | PJ/yr. | 0.14938 | 0.025019 | 0.14891 | 0.28147 | 0.43849 | 0.68626 | 1.0045 | 1.6803 | 2.2923 | 2.996 | 3.2674 | 3.6081
STEM | SPS1 | CH | Fuel input for electricity generation¦Electricity storage (non hydro)¦CAES | PJ/yr. | 0.1351 | 0.012236 | 0.13489 | 0.063392 | 0.055395 | 0.054933 | 0.0046516 | 0.022084 | 0.086423 | 0.13491 | 0.13494 | 0.1349
STEM | SPS1 | CH | Fuel input for electricity generation¦Electricity storage (non hydro)¦Battery storage large size centralised | PJ/yr. | 0.0039767 | 0.0031956 | 0.0038915 | 0.0037526 | 0.0095583 | 0.14905 | 0.1499 | 0.2306 | 0.23277 | 0.29414 | 0.29514 | 0.30029
STEM | SPS1 | CH | Fuel input for electricity generation¦Electricity storage (non hydro)¦Battery storage medium size centralised | PJ/yr. | 0.0035281 | 0.002837 | 0.0033763 | 0.0034543 | 0.0090331 | 0.059982 | 0.4164 | 0.93514 | 1.4565 | 2.0233 | 2.2661 | 2.5718
STEM | SPS1 | CH | Fuel input for electricity generation¦Electricity storage (non hydro)¦Batteries in industry | PJ/yr. | 0.0011288 | 0.0011249 | 0.0011238 | 0.038993 | 0.06395 | 0.065744 | 0.067865 | 0.089734 | 0.090534 | 0.12296 | 0.19058 | 0.16636
STEM | SPS1 | CH | Fuel input for electricity generation¦Electricity storage (non hydro)¦Batteries in residential single family houses | PJ/yr. | 0.0022544 | 0.0022468 | 0.0022493 | 0.064252 | 0.11203 | 0.11961 | 0.13179 | 0.15155 | 0.16073 | 0.15855 | 0.14337 | 0.16322
STEM | SPS1 | CH | Fuel input for electricity generation¦Electricity storage (non hydro)¦Batteries in residential multi-family houses | PJ/yr. | 0.0022577 | 0.0022502 | 0.0022521 | 0.064636 | 0.11327 | 0.14205 | 0.14036 | 0.15154 | 0.16064 | 0.1586 | 0.14343 | 0.16323
STEM | SPS1 | CH | Fuel input for electricity generation¦Electricity storage (non hydro)¦Batteries in Services sector | PJ/yr. | 0.0011327 | 0.0011288 | 0.0011278 | 0.042986 | 0.075249 | 0.094902 | 0.093582 | 0.09964 | 0.10475 | 0.10358 | 0.093845 | 0.10831
| SPS1 | CH | Fuel input for heat generation from CHPs and heat plants | PJ/yr. | 55.767 | 56.059 | 58.1152 | 63.6395 | 66.4282 | 66.8407 | 66.285 | 62.7259 | 62.6347 | 62.106 | 61.7761 | 62.1381
| SPS1 | CH | Fuel input for heat generation from CHPs and heat plants¦District heating | PJ/yr. | 47.8544 | 47.3793 | 46.9941 | 46.6521 | 45.7342 | 46.9491 | 45.2055 | 41.7715 | 40.9398 | 40.3379 | 39.6628 | 39.5747
| SPS1 | CH | Fuel input for heat generation from CHPs and heat plants¦District heating¦CHP | PJ/yr. | 39.9657 | 34.1996 | 34.2316 | 39.0722 | 37.8002 | 39.8402 | 39.1965 | 35.8493 | 35.0342 | 34.4189 | 33.7189 | 33.5847
| SPS1 | CH | Fuel input for heat generation from CHPs and heat plants¦District heating¦CHP¦Oil | PJ/yr. | 0.018298 | 0.00032763 | 0.0096262 | 0.0058948 | 0.008336 | 0.0089227 | 0.0092478 | 0.014626 | 0.010316 | 0.014557 | 0.011096 | 0.015295
| SPS1 | CH | Fuel input for heat generation from CHPs and heat plants¦District heating¦CHP¦Oil¦CHP Oil (for District Heating) | PJ/yr. | 0.018298 | 0.00032763 | 0.0096262 | 0.0058948 | 0.008336 | 0.0089227 | 0.0092478 | 0.014626 | 0.010316 | 0.014557 | 0.011096 | 0.015295
| SPS1 | CH | Fuel input for heat generation from CHPs and heat plants¦District heating¦CHP¦Oil¦Fossil liquids | PJ/yr. | 0.018298 | 0.00032763 | 0.0096262 | 0.0058948 | 0.008336 | 0.0089227 | 0.0092478 | 0.014626 | 0.010316 | 0.014557 | 0.011096 | 0.015295
| SPS1 | CH | Fuel input for heat generation from CHPs and heat plants¦District heating¦CHP¦Oil¦Fossil liquids¦CHP Oil (for District Heating) | PJ/yr. | 0.018298 | 0.00032763 | 0.0096262 | 0.0058948 | 0.008336 | 0.0089227 | 0.0092478 | 0.014626 | 0.010316 | 0.014557 | 0.011096 | 0.015295
| SPS1 | CH | Fuel input for heat generation from CHPs and heat plants¦District heating¦CHP¦Oil¦Synthetic liquids | PJ/yr. | 0 | 0 | 0 | 0 | 0 | 0 | 0 | 0 | 0 | 0 | 0 | 0
| SPS1 | CH | Fuel input for heat generation from CHPs and heat plants¦District heating¦CHP¦Oil¦Synthetic liquids¦CHP Oil (for District Heating) | PJ/yr. | 0 | 0 | 0 | 0 | 0 | 0 | 0 | 0 | 0 | 0 | 0 | 0
| SPS1 | CH | Fuel input for heat generation from CHPs and heat plants¦District heating¦CHP¦Gas | PJ/yr. | 2.3964 | 0.00049939 | 0.043344 | 2.4712 | 1.0705 | 3.0256 | 3.3625 | 1.7554 | 1.5817 | 0.88303 | 0.056859 | 0.046972
| SPS1 | CH | Fuel input for heat generation from CHPs and heat plants¦District heating¦CHP¦Gas¦CHP Gas (for District Heating) | PJ/yr. | 2.3964 | 0.00049939 | 0.043344 | 2.4712 | 1.0705 | 2.3798 | 1.9288 | 0.30974 | 0.32271 | 0.044256 | 0.015256 | 0.018631
| SPS1 | CH | Fuel input for heat generation from CHPs and heat plants¦District heating¦CHP¦Gas¦CHP Fuel Cell Gas (for District Heating) | PJ/yr. | 0 | 0 | 0 | 0 | 0 | 0.64581 | 1.4336 | 1.4456 | 1.259 | 0.83877 | 0.041603 | 0.028341
| SPS1 | CH | Fuel input for heat generation from CHPs and heat plants¦District heating¦CHP¦Gas¦Fossil gases | PJ/yr. | 2.3337 | 0.00047762 | 0.039394 | 2.3687 | 1.0349 | 2.9534 | 3.3024 | 1.727 | 1.5582 | 0.87045 | 0.056032 | 0.046222
| SPS1 | CH | Fuel input for heat generation from CHPs and heat plants¦District heating¦CHP¦Gas¦Fossil gases¦CHP Gas (for District Heating) | PJ/yr. | 2.3337 | 0.00047762 | 0.039394 | 2.3687 | 1.0349 | 2.323 | 1.8944 | 0.30473 | 0.31793 | 0.043625 | 0.015034 | 0.018333
| SPS1 | CH | Fuel input for heat generation from CHPs and heat plants¦District heating¦CHP¦Gas¦Fossil gases¦CHP Fuel Cell Gas (for District Heating) | PJ/yr. | 0 | 0 | 0 | 0 | 0 | 0.63039 | 1.408 | 1.4222 | 1.2403 | 0.82682 | 0.040998 | 0.027889
| SPS1 | CH | Fuel input for heat generation from CHPs and heat plants¦District heating¦CHP¦Gas¦Synthetic gases | PJ/yr. | 0.062775 | 2.1767e-05 | 0.0039496 | 0.10253 | 0.035631 | 0.072241 | 0.060103 | 0.028387 | 0.023457 | 0.012579 | 0.00082654 | 0.00074951
| SPS1 | CH | Fuel input for heat generation from CHPs and heat plants¦District heating¦CHP¦Gas¦Synthetic gases¦CHP Gas (for District Heating) | PJ/yr. | 0.062775 | 2.1767e-05 | 0.0039496 | 0.10253 | 0.035631 | 0.056821 | 0.034477 | 0.005009 | 0.0047859 | 0.00063044 | 0.00022177 | 0.00029728
| SPS1 | CH | Fuel input for heat generation from CHPs and heat plants¦District heating¦CHP¦Gas¦Synthetic gases¦CHP Fuel Cell Gas (for District Heating) | PJ/yr. | 0 | 0 | 0 | 0 | 0 | 0.015419 | 0.025626 | 0.023378 | 0.018671 | 0.011949 | 0.00060477 | 0.00045223
| SPS1 | CH | Fuel input for heat generation from CHPs and heat plants¦District heating¦CHP¦Wastes | PJ/yr. | 36.275 | 33.9938 | 33.296 | 33.7363 | 33.4275 | 33.1471 | 32.8532 | 32.5447 | 32.5446 | 32.5444 | 32.5443 | 32.5433
| SPS1 | CH | Fuel input for heat generation from CHPs and heat plants¦District heating¦CHP¦Wastes¦CHP Wastes (for District Heating) | PJ/yr. | 36.275 | 33.9938 | 33.296 | 33.7363 | 33.4275 | 33.1471 | 32.8532 | 32.5447 | 32.5446 | 32.5444 | 32.5443 | 32.5433
| SPS1 | CH | Fuel input for heat generation from CHPs and heat plants¦District heating¦CHP¦Wastes¦CHP Wastes (for District Heating) CCS | PJ/yr. | 0 | 0 | 0 | 0 | 0 | 0 | 0 | 0 | 0 | 0 | 0 | 0
| SPS1 | CH | Fuel input for heat generation from CHPs and heat plants¦District heating¦CHP¦Wastes¦Renewable | PJ/yr. | 18.1375 | 16.9969 | 16.648 | 16.8681 | 16.7138 | 16.5735 | 16.4266 | 16.2723 | 16.2723 | 16.2722 | 16.2722 | 16.2717
| SPS1 | CH | Fuel input for heat generation from CHPs and heat plants¦District heating¦CHP¦Wastes¦Renewable¦CHP Wastes (for District Heating) | PJ/yr. | 18.1375 | 16.9969 | 16.648 | 16.8681 | 16.7138 | 16.5735 | 16.4266 | 16.2723 | 16.2723 | 16.2722 | 16.2722 | 16.2717
| SPS1 | CH | Fuel input for heat generation from CHPs and heat plants¦District heating¦CHP¦Wastes¦Renewable¦CHP Wastes (for District Heating) CCS | PJ/yr. | 0 | 0 | 0 | 0 | 0 | 0 | 0 | 0 | 0 | 0 | 0 | 0
| SPS1 | CH | Fuel input for heat generation from CHPs and heat plants¦District heating¦CHP¦Wastes¦Non Renewable | PJ/yr. | 18.1375 | 16.9969 | 16.648 | 16.8681 | 16.7138 | 16.5735 | 16.4266 | 16.2723 | 16.2723 | 16.2722 | 16.2722 | 16.2717
| SPS1 | CH | Fuel input for heat generation from CHPs and heat plants¦District heating¦CHP¦Wastes¦Non Renewable¦CHP Wastes (for District Heating) | PJ/yr. | 18.1375 | 16.9969 | 16.648 | 16.8681 | 16.7138 | 16.5735 | 16.4266 | 16.2723 | 16.2723 | 16.2722 | 16.2722 | 16.2717
| SPS1 | CH | Fuel input for heat generation from CHPs and heat plants¦District heating¦CHP¦Wastes¦Non Renewable¦CHP Wastes (for District Heating) CCS | PJ/yr. | 0 | 0 | 0 | 0 | 0 | 0 | 0 | 0 | 0 | 0 | 0 | 0
| SPS1 | CH | Fuel input for heat generation from CHPs and heat plants¦District heating¦CHP¦Wood | PJ/yr. | 1.276 | 0.20497 | 0.88267 | 2.8588 | 3.2938 | 3.6561 | 2.969 | 1.5302 | 0.89318 | 0.92616 | 1.0534 | 0.92507
| SPS1 | CH | Fuel input for heat generation from CHPs and heat plants¦District heating¦CHP¦Wood¦CHP Wood (for District Heating) | PJ/yr. | 1.276 | 0.20497 | 0.88267 | 2.8588 | 3.2938 | 3.6561 | 2.969 | 1.5302 | 0.89318 | 0.92616 | 1.0534 | 0.92507
| SPS1 | CH | Fuel input for heat generation from CHPs and heat plants¦District heating¦CHP¦Hydrogen | PJ/yr. | 0 | 0 | 0 | 0 | 0 | 0.0024713 | 0.0025459 | 0.0044588 | 0.004483 | 0.050802 | 0.053266 | 0.053978
| SPS1 | CH | Fuel input for heat generation from CHPs and heat plants¦District heating¦CHP¦Hydrogen¦CHP Fuel Cell Hydrogen (for District Heating) | PJ/yr. | 0 | 0 | 0 | 0 | 0 | 0.0024713 | 0.0025459 | 0.0044588 | 0.004483 | 0.050802 | 0.053266 | 0.053978
| SPS1 | CH | Fuel input for heat generation from CHPs and heat plants¦District heating¦Heat plants | PJ/yr. | 7.8887 | 13.1796 | 12.7624 | 7.5799 | 7.934 | 7.1089 | 6.009 | 5.9222 | 5.9056 | 5.9189 | 5.9439 | 5.99
| SPS1 | CH | Fuel input for heat generation from CHPs and heat plants¦District heating¦Heat plants¦Gas | PJ/yr. | 4.396 | 6.3977 | 6.3985 | 4.1282 | 5.1135 | 5.1141 | 4.0958 | 4.0541 | 4.0514 | 4.0556 | 4.0508 | 4.0514
| SPS1 | CH | Fuel input for heat generation from CHPs and heat plants¦District heating¦Heat plants¦Gas¦Heat plant gas | PJ/yr. | 4.396 | 6.3977 | 6.3985 | 4.1282 | 5.1135 | 5.1141 | 4.0958 | 4.0541 | 4.0514 | 4.0556 | 4.0508 | 4.0514
| SPS1 | CH | Fuel input for heat generation from CHPs and heat plants¦District heating¦Heat plants¦Fossil gases | PJ/yr. | 2.0281 | 2.3483 | 2.3492 | 0.078843 | 1.0642 | 1.0647 | 0.046472 | 0.0046934 | 0.0019873 | 0.0062533 | 0.0014483 | 0.001984
| SPS1 | CH | Fuel input for heat generation from CHPs and heat plants¦District heating¦Heat plants¦Fossil gases¦Heat plant gas | PJ/yr. | 2.0281 | 2.3483 | 2.3492 | 0.078843 | 1.0642 | 1.0647 | 0.046472 | 0.0046934 | 0.0019873 | 0.0062533 | 0.0014483 | 0.001984
| SPS1 | CH | Fuel input for heat generation from CHPs and heat plants¦District heating¦Heat plants¦Synthetic gases | PJ/yr. | 1.184 | 2.0247 | 2.0247 | 2.0247 | 2.0247 | 2.0247 | 2.0247 | 2.0247 | 2.0247 | 2.0247 | 2.0247 | 2.0247
| SPS1 | CH | Fuel input for heat generation from CHPs and heat plants¦District heating¦Heat plants¦Synthetic gases¦Heat plant gas | PJ/yr. | 1.184 | 2.0247 | 2.0247 | 2.0247 | 2.0247 | 2.0247 | 2.0247 | 2.0247 | 2.0247 | 2.0247 | 2.0247 | 2.0247
| SPS1 | CH | Fuel input for heat generation from CHPs and heat plants¦District heating¦Heat plants¦Nuclear fuel | PJ/yr. | 1.45 | 3.8019 | 3.8011 | 1.1501 | 0.69724 | 0 | 0 | 0 | 0 | 0 | 0 | 0
| SPS1 | CH | Fuel input for heat generation from CHPs and heat plants¦District heating¦Heat plants¦Nuclear fuel¦Heat plant nuclear | PJ/yr. | 1.45 | 3.8019 | 3.8011 | 1.1501 | 0.69724 | 0 | 0 | 0 | 0 | 0 | 0 | 0
| SPS1 | CH | Fuel input for heat generation from CHPs and heat plants¦District heating¦Heat plants¦Oil | PJ/yr. | 0.21545 | 0.21751 | 0.001704 | 0.0016769 | 0.0013247 | 0.001194 | 0.001166 | 0.0004885 | 0.0010455 | 0.00047572 | 0.0009549 | 0.00048407
| SPS1 | CH | Fuel input for heat generation from CHPs and heat plants¦District heating¦Heat plants¦Oil¦Heat plant oil | PJ/yr. | 0.21545 | 0.21751 | 0.001704 | 0.0016769 | 0.0013247 | 0.001194 | 0.001166 | 0.0004885 | 0.0010455 | 0.00047572 | 0.0009549 | 0.00048407
| SPS1 | CH | Fuel input for heat generation from CHPs and heat plants¦District heating¦Heat plants¦Oil¦Fossil liquids | PJ/yr. | 0.21545 | 0.21751 | 0.001704 | 0.0016769 | 0.0013247 | 0.001194 | 0.001166 | 0.0004885 | 0.0010455 | 0.00047572 | 0.0009549 | 0.00048407
| SPS1 | CH | Fuel input for heat generation from CHPs and heat plants¦District heating¦Heat plants¦Oil¦Fossil liquids¦Heat plant oil | PJ/yr. | 0.21545 | 0.21751 | 0.001704 | 0.0016769 | 0.0013247 | 0.001194 | 0.001166 | 0.0004885 | 0.0010455 | 0.00047572 | 0.0009549 | 0.00048407
| SPS1 | CH | Fuel input for heat generation from CHPs and heat plants¦District heating¦Heat plants¦Oil¦Synthetic liquids | PJ/yr. | 0 | 0 | 0 | 0 | 0 | 0 | 0 | 0 | 0 | 4 | 0 | 0
| SPS1 | CH | Fuel input for heat generation from CHPs and heat plants¦District heating¦Heat plants¦Oil¦Synthetic liquids¦Heat plant oil | PJ/yr. | 0 | 0 | 0 | 0 | 0 | 0 | 0 | 0 | 0 | 4 | 0 | 0
| SPS1 | CH | Fuel input for heat generation from CHPs and heat plants¦District heating¦Heat plants¦Wood | PJ/yr. | 1.8272 | 1.649 | 1.4139 | 1.094 | 0.8545 | 0.66126 | 0.51167 | 0.39593 | 0.30638 | 0.2371 | 0.18349 | 0.14206
| SPS1 | CH | Fuel input for heat generation from CHPs and heat plants¦District heating¦Heat plants¦Wood¦Heat plant wood | PJ/yr. | 1.8272 | 1.649 | 1.4139 | 1.094 | 0.8545 | 0.66126 | 0.51167 | 0.39593 | 0.30638 | 0.2371 | 0.18349 | 0.14206
| SPS1 | CH | Fuel input for heat generation from CHPs and heat plants¦District heating¦Heat plants¦Solar | PJ/yr. | 0 | 0 | 0 | 8.0794e-05 | 0.00012279 | 0.00012926 | 0.00013298 | 0.0001408 | 0.00014383 | 0.00016619 | 0.00017868 | 0.00029502
| SPS1 | CH | Fuel input for heat generation from CHPs and heat plants¦District heating¦Heat plants¦Solar¦Heat plant solar | PJ/yr. | 0 | 0 | 0 | 8.0794e-05 | 0.00012279 | 0.00012926 | 0.00013298 | 0.0001408 | 0.00014383 | 0.00016619 | 0.00017868 | 0.00029502
| SPS1 | CH | Fuel input for heat generation from CHPs and heat plants¦District heating¦Heat plants¦Geothermal | PJ/yr. | 0 | 0 | 0 | 0 | 0 | 0.00030481 | 0.00030536 | 0.00030673 | 0.00030787 | 0.0003128 | 0.0003191 | 0.00047916
| SPS1 | CH | Fuel input for heat generation from CHPs and heat plants¦District heating¦Heat plants¦Geothermal¦Heat plant deep geothermal | PJ/yr. | 0 | 0 | 0 | 0 | 0 | 0.00030481 | 0.00030536 | 0.00030673 | 0.00030787 | 0.0003128 | 0.0003191 | 0.00047916
| SPS1 | CH | Fuel input for heat generation from CHPs and heat plants¦District heating¦Heat plants¦Electricity | PJ/yr. | 0 | 1.1135 | 1.1473 | 1.2058 | 1.2673 | 1.3319 | 1.3999 | 1.4713 | 1.5463 | 1.6252 | 1.7081 | 1.7952
| SPS1 | CH | Fuel input for heat generation from CHPs and heat plants¦District heating¦Heat plants¦Electricity¦Heat pump electric | PJ/yr. | 0 | 1.1135 | 1.1473 | 1.2058 | 1.2673 | 1.3319 | 1.3999 | 1.4713 | 1.5463 | 1.6252 | 1.7081 | 1.7952
| SPS1 | CH | Fuel input for heat generation from CHPs and heat plants¦On-site CHPs | PJ/yr. | 7.9126 | 8.6798 | 11.1211 | 16.9874 | 20.694 | 19.8916 | 21.0795 | 20.9543 | 21.695 | 21.7681 | 22.1133 | 22.5634
| SPS1 | CH | Fuel input for heat generation from CHPs and heat plants¦On-site CHPs¦Oil | PJ/yr. | 0.27478 | 0.64201 | 0.01092 | 0.56963 | 0.53229 | 0.049818 | 0.055132 | 0.069422 | 0.073749 | 0.073369 | 0.072382 | 0.075431
| SPS1 | CH | Fuel input for heat generation from CHPs and heat plants¦On-site CHPs¦Oil¦Industrial CHPs oil | PJ/yr. | 0.27478 | 0.64201 | 0.01092 | 0.56963 | 0.53229 | 0.049818 | 0.055132 | 0.069422 | 0.073749 | 0.073369 | 0.072382 | 0.075431
| SPS1 | CH | Fuel input for heat generation from CHPs and heat plants¦On-site CHPs¦Oil¦Fossil liquids | PJ/yr. | 0.27478 | 0.64201 | 0.01092 | 0.56963 | 0.53229 | 0.049818 | 0.055132 | 0.069422 | 0.073749 | 0.073369 | 0.072382 | 0.075431
| SPS1 | CH | Fuel input for heat generation from CHPs and heat plants¦On-site CHPs¦Oil¦Fossil liquids¦Industrial CHPs oil | PJ/yr. | 0.27478 | 0.64201 | 0.01092 | 0.56963 | 0.53229 | 0.049818 | 0.055132 | 0.069422 | 0.073749 | 0.073369 | 0.072382 | 0.075431
| SPS1 | CH | Fuel input for heat generation from CHPs and heat plants¦On-site CHPs¦Oil¦Synthetic liquids | PJ/yr. | 0 | 0 | 0 | 0 | 0 | 0 | 0 | 0 | 0 | 0 | 0 | 0
| SPS1 | CH | Fuel input for heat generation from CHPs and heat plants¦On-site CHPs¦Oil¦Synthetic liquids¦Industrial CHPs oil | PJ/yr. | 0 | 0 | 0 | 0 | 0 | 0 | 0 | 0 | 0 | 0 | 0 | 0
| SPS1 | CH | Fuel input for heat generation from CHPs and heat plants¦On-site CHPs¦Gas | PJ/yr. | 3.6277 | 2.9385 | 2.9152 | 7.6017 | 10.6018 | 9.6506 | 9.2963 | 7.4357 | 7.3498 | 7.3984 | 7.8074 | 8.1085
| SPS1 | CH | Fuel input for heat generation from CHPs and heat plants¦On-site CHPs¦Gas¦Industrial CHPs gas | PJ/yr. | 1.0281 | 0.13626 | 0.087425 | 0.94443 | 1.1068 | 0.24011 | 0.15419 | 0.09319 | 0.046652 | 0.051126 | 0.07388 | 0.12576
| SPS1 | CH | Fuel input for heat generation from CHPs and heat plants¦On-site CHPs¦Gas¦Industrial CHPs gas (CCS) | PJ/yr. | 0 | 0 | 0 | 0 | 0 | 0.00028087 | 0.00035032 | 0.00088868 | 0.0004369 | 0.00075097 | 0.00073214 | 0.0014685
| SPS1 | CH | Fuel input for heat generation from CHPs and heat plants¦On-site CHPs¦Gas¦Industrial CHPs fuel cells (gas reformer) | PJ/yr. | 0 | 0 | 0 | 0 | 0 | 0 | 0 | 0 | 0 | 0 | 0 | 0
| SPS1 | CH | Fuel input for heat generation from CHPs and heat plants¦On-site CHPs¦Gas¦Residential single family CHPs gas | PJ/yr. | 0.04708 | 0.0077941 | 0.029502 | 0.026492 | 0.037641 | 0.039888 | 0.049259 | 0.064754 | 0.053215 | 0.060481 | 0.24483 | 0.2806
| SPS1 | CH | Fuel input for heat generation from CHPs and heat plants¦On-site CHPs¦Gas¦Residential single family CHPs fuel cells gas | PJ/yr. | 0 | 0 | 0 | 0 | 0 | 0 | 0 | 0 | 0 | 0 | 0 | 0
| SPS1 | CH | Fuel input for heat generation from CHPs and heat plants¦On-site CHPs¦Gas¦Residential multi family CHPs gas | PJ/yr. | 0.076177 | 0.055415 | 0.24234 | 1.4179 | 1.4716 | 1.6409 | 1.4721 | 1.5813 | 1.5429 | 1.4769 | 1.3447 | 1.2081
| SPS1 | CH | Fuel input for heat generation from CHPs and heat plants¦On-site CHPs¦Gas¦Residential multi family CHPs fuel cells gas | PJ/yr. | 0 | 0 | 0 | 0 | 0 | 0 | 0 | 0 | 0 | 0 | 0 | 0
| SPS1 | CH | Fuel input for heat generation from CHPs and heat plants¦On-site CHPs¦Gas¦Services sectors CHPs (bio)gas | PJ/yr. | 1.5807 | 1.7912 | 1.7428 | 1.6537 | 1.535 | 1.4069 | 1.3922 | 1.3723 | 1.3714 | 1.3748 | 1.3751 | 1.4422
| SPS1 | CH | Fuel input for heat generation from CHPs and heat plants¦On-site CHPs¦Gas¦Services sectors CHPs gas | PJ/yr. | 0.89562 | 0.94783 | 0.81315 | 3.5586 | 6.4489 | 6.3207 | 6.2268 | 4.3203 | 4.3323 | 4.4282 | 4.7634 | 5.0394
| SPS1 | CH | Fuel input for heat generation from CHPs and heat plants¦On-site CHPs¦Gas¦Services sectors CHPs fuel cells (gas reformer) | PJ/yr. | 0 | 0 | 0 | 0.00059549 | 0.0019012 | 0.0018173 | 0.0013599 | 0.0029178 | 0.0029244 | 0.0062064 | 0.0047911 | 0.011003
| SPS1 | CH | Fuel input for heat generation from CHPs and heat plants¦On-site CHPs¦Gas¦Fossil gases | PJ/yr. | 1.9933 | 1.0973 | 1.0656 | 5.7012 | 8.765 | 8.0469 | 7.7628 | 5.9654 | 5.8898 | 5.9378 | 6.3388 | 6.5599
| SPS1 | CH | Fuel input for heat generation from CHPs and heat plants¦On-site CHPs¦Gas¦Fossil gases¦Industrial CHPs gas | PJ/yr. | 1.0012 | 0.13032 | 0.079458 | 0.90524 | 1.0699 | 0.23438 | 0.15143 | 0.091683 | 0.04596 | 0.050398 | 0.072806 | 0.12376
| SPS1 | CH | Fuel input for heat generation from CHPs and heat plants¦On-site CHPs¦Gas¦Fossil gases¦Industrial CHPs gas (CCS) | PJ/yr. | 0 | 0 | 0 | 0 | 0 | 0.00028087 | 0.00035032 | 0.00088868 | 0.0004369 | 0.00075097 | 0.00073214 | 0.0014685
| SPS1 | CH | Fuel input for heat generation from CHPs and heat plants¦On-site CHPs¦Gas¦Fossil gases¦Industrial CHPs fuel cells (gas reformer) | PJ/yr. | 0 | 0 | 0 | 0 | 0 | 0 | 0 | 0 | 0 | 0 | 0 | 0
| SPS1 | CH | Fuel input for heat generation from CHPs and heat plants¦On-site CHPs¦Gas¦Fossil gases¦Residential single family CHPs gas | PJ/yr. | 0.045847 | 0.0074544 | 0.026814 | 0.025393 | 0.036388 | 0.038936 | 0.048379 | 0.063706 | 0.052426 | 0.059619 | 0.24127 | 0.27612
| SPS1 | CH | Fuel input for heat generation from CHPs and heat plants¦On-site CHPs¦Gas¦Fossil gases¦Residential single family CHPs fuel cells gas | PJ/yr. | 0 | 0 | 0 | 0 | 0 | 0 | 0 | 0 | 0 | 0 | 0 | 0
| SPS1 | CH | Fuel input for heat generation from CHPs and heat plants¦On-site CHPs¦Gas¦Fossil gases¦Residential multi family CHPs gas | PJ/yr. | 0.074182 | 0.053 | 0.22026 | 1.359 | 1.4226 | 1.6017 | 1.4458 | 1.5558 | 1.52 | 1.4558 | 1.3251 | 1.1888
| SPS1 | CH | Fuel input for heat generation from CHPs and heat plants¦On-site CHPs¦Gas¦Fossil gases¦Residential multi family CHPs fuel cells gas | PJ/yr. | 0 | 0 | 0 | 0 | 0 | 0 | 0 | 0 | 0 | 0 | 0 | 0
| SPS1 | CH | Fuel input for heat generation from CHPs and heat plants¦On-site CHPs¦Gas¦Fossil gases¦Services sectors CHPs (bio)gas | PJ/yr. | 0 | 0 | 0 | 0 | 0 | 0 | 0 | 0 | 0 | 0 | 0 | 0
| SPS1 | CH | Fuel input for heat generation from CHPs and heat plants¦On-site CHPs¦Gas¦Fossil gases¦Services sectors CHPs gas | PJ/yr. | 0.87216 | 0.90652 | 0.73905 | 3.4109 | 6.2342 | 6.1698 | 6.1155 | 4.2505 | 4.2681 | 4.3651 | 4.6941 | 4.959
| SPS1 | CH | Fuel input for heat generation from CHPs and heat plants¦On-site CHPs¦Gas¦Fossil gases¦Services sectors CHPs fuel cells (gas reformer) | PJ/yr. | 0 | 0 | 0 | 0.00057078 | 0.0018379 | 0.0017739 | 0.0013356 | 0.0028706 | 0.002881 | 0.006118 | 0.0047215 | 0.010828
| SPS1 | CH | Fuel input for heat generation from CHPs and heat plants¦On-site CHPs¦Gas¦Synthetic gases | PJ/yr. | 1.6343 | 1.8412 | 1.8496 | 1.9005 | 1.8368 | 1.6037 | 1.5335 | 1.4703 | 1.4601 | 1.4606 | 1.4686 | 1.5486
| SPS1 | CH | Fuel input for heat generation from CHPs and heat plants¦On-site CHPs¦Gas¦Synthetic gases¦Industrial CHPs gas | PJ/yr. | 0.026931 | 0.0059393 | 0.0079663 | 0.039184 | 0.036838 | 0.0057329 | 0.002756 | 0.001507 | 0.00069187 | 0.00072832 | 0.001074 | 0.0020067
| SPS1 | CH | Fuel input for heat generation from CHPs and heat plants¦On-site CHPs¦Gas¦Synthetic gases¦Industrial CHPs gas (CCS) | PJ/yr. | 0 | 0 | 0 | 0 | 0 | 0 | 0 | 0 | 0 | 0 | 0 | 0
| SPS1 | CH | Fuel input for heat generation from CHPs and heat plants¦On-site CHPs¦Gas¦Synthetic gases¦Industrial CHPs fuel cells (gas reformer) | PJ/yr. | 0 | 0 | 0 | 0 | 0 | 0 | 0 | 0 | 0 | 0 | 0 | 0
| SPS1 | CH | Fuel input for heat generation from CHPs and heat plants¦On-site CHPs¦Gas¦Synthetic gases¦Residential single family CHPs gas | PJ/yr. | 0.0012333 | 0.00033972 | 0.0026883 | 0.0010991 | 0.0012528 | 0.00095238 | 0.00088048 | 0.0010472 | 0.00078919 | 0.00086158 | 0.0035591 | 0.0044774
| SPS1 | CH | Fuel input for heat generation from CHPs and heat plants¦On-site CHPs¦Gas¦Synthetic gases¦Residential single family CHPs fuel cells gas | PJ/yr. | 0 | 0 | 0 | 0 | 0 | 0 | 0 | 0 | 0 | 0 | 0 | 0
| SPS1 | CH | Fuel input for heat generation from CHPs and heat plants¦On-site CHPs¦Gas¦Synthetic gases¦Residential multi family CHPs gas | PJ/yr. | 0.0019955 | 0.0024154 | 0.022082 | 0.058827 | 0.048979 | 0.039179 | 0.026314 | 0.025573 | 0.022882 | 0.021039 | 0.019547 | 0.019277
| SPS1 | CH | Fuel input for heat generation from CHPs and heat plants¦On-site CHPs¦Gas¦Synthetic gases¦Residential multi family CHPs fuel cells gas | PJ/yr. | 0 | 0 | 0 | 0 | 0 | 0 | 0 | 0 | 0 | 0 | 0 | 0
| SPS1 | CH | Fuel input for heat generation from CHPs and heat plants¦On-site CHPs¦Gas¦Synthetic gases¦Services sectors CHPs (bio)gas | PJ/yr. | 1.5807 | 1.7912 | 1.7428 | 1.6537 | 1.535 | 1.4069 | 1.3922 | 1.3723 | 1.3714 | 1.3748 | 1.3751 | 1.4422
| SPS1 | CH | Fuel input for heat generation from CHPs and heat plants¦On-site CHPs¦Gas¦Synthetic gases¦Services sectors CHPs gas | PJ/yr. | 0.023461 | 0.041313 | 0.074095 | 0.14764 | 0.21464 | 0.15091 | 0.1113 | 0.069866 | 0.064249 | 0.063082 | 0.069244 | 0.080411
| SPS1 | CH | Fuel input for heat generation from CHPs and heat plants¦On-site CHPs¦Gas¦Synthetic gases¦Services sectors CHPs fuel cells (gas reformer) | PJ/yr. | 0 | 0 | 0 | 2.4707e-05 | 6.328e-05 | 4.3389e-05 | 2.4307e-05 | 4.7185e-05 | 4.3369e-05 | 8.8413e-05 | 6.9647e-05 | 0.00017558
| SPS1 | CH | Fuel input for heat generation from CHPs and heat plants¦On-site CHPs¦Wastes | PJ/yr. | 3.3175 | 3.3047 | 4.7995 | 4.6782 | 4.5421 | 4.4136 | 4.2525 | 4.0404 | 4.0403 | 4.0404 | 4.0403 | 4.0404
| SPS1 | CH | Fuel input for heat generation from CHPs and heat plants¦On-site CHPs¦Wastes¦Industrial CHPs wastes | PJ/yr. | 3.3175 | 3.3047 | 4.7995 | 4.6782 | 4.5421 | 4.4136 | 4.2525 | 4.0404 | 4.0403 | 4.0404 | 4.0403 | 4.0404
| SPS1 | CH | Fuel input for heat generation from CHPs and heat plants¦On-site CHPs¦Wastes¦Industrial CHPs wastes CCS | PJ/yr. | 0 | 0 | 0 | 0 | 0 | 0 | 0 | 0 | 0 | 0 | 0 | 0
| SPS1 | CH | Fuel input for heat generation from CHPs and heat plants¦On-site CHPs¦Wastes¦Renewable | PJ/yr. | 0 | 0 | 0 | 0 | 0 | 0 | 0 | 0 | 0 | 0 | 0 | 0
| SPS1 | CH | Fuel input for heat generation from CHPs and heat plants¦On-site CHPs¦Wastes¦Renewable¦Industrial CHPs wastes | PJ/yr. | 0 | 0 | 0 | 0 | 0 | 0 | 0 | 0 | 0 | 0 | 0 | 0
| SPS1 | CH | Fuel input for heat generation from CHPs and heat plants¦On-site CHPs¦Wastes¦Renewable¦Industrial CHPs wastes CCS | PJ/yr. | 0 | 0 | 0 | 0 | 0 | 0 | 0 | 0 | 0 | 0 | 0 | 0
| SPS1 | CH | Fuel input for heat generation from CHPs and heat plants¦On-site CHPs¦Wastes¦Non Renewable | PJ/yr. | 3.3175 | 3.3047 | 4.7995 | 4.6782 | 4.5421 | 4.4136 | 4.2525 | 4.0404 | 4.0403 | 4.0404 | 4.0403 | 4.0404
| SPS1 | CH | Fuel input for heat generation from CHPs and heat plants¦On-site CHPs¦Wastes¦Non Renewable¦Industrial CHPs wastes | PJ/yr. | 3.3175 | 3.3047 | 4.7995 | 4.6782 | 4.5421 | 4.4136 | 4.2525 | 4.0404 | 4.0403 | 4.0404 | 4.0403 | 4.0404
| SPS1 | CH | Fuel input for heat generation from CHPs and heat plants¦On-site CHPs¦Wastes¦Non Renewable¦Industrial CHPs wastes CCS | PJ/yr. | 0 | 0 | 0 | 0 | 0 | 0 | 0 | 0 | 0 | 0 | 0 | 0
| SPS1 | CH | Fuel input for heat generation from CHPs and heat plants¦On-site CHPs¦Wood | PJ/yr. | 0.69267 | 1.7946 | 3.3954 | 4.1353 | 5.0112 | 5.7688 | 7.4672 | 9.3868 | 10.2121 | 10.2027 | 10.1413 | 10.2694
| SPS1 | CH | Fuel input for heat generation from CHPs and heat plants¦On-site CHPs¦Wood¦Industrial CHPs wood | PJ/yr. | 0.69267 | 1.7946 | 3.3954 | 4.1112 | 4.9813 | 5.7415 | 7.4377 | 9.3179 | 10.1516 | 10.1348 | 10.0838 | 10.1536
| SPS1 | CH | Fuel input for heat generation from CHPs and heat plants¦On-site CHPs¦Wood¦Industrial CHPs wood (CCS) | PJ/yr. | 0 | 0 | 0 | 0 | 0 | 0.00044577 | 0.00049467 | 0.0012681 | 0.00061349 | 0.0011718 | 0.00097291 | 0.0022948
| SPS1 | CH | Fuel input for heat generation from CHPs and heat plants¦On-site CHPs¦Wood¦Residential single family CHPs wood | PJ/yr. | 0 | 0 | 0 | 0.0050836 | 0.0093398 | 0.0092074 | 0.0090629 | 0.021041 | 0.018145 | 0.024184 | 0.016216 | 0.031567
| SPS1 | CH | Fuel input for heat generation from CHPs and heat plants¦On-site CHPs¦Wood¦Residential multi family CHPs wood | PJ/yr. | 0 | 0 | 0 | 0.011394 | 0.014518 | 0.012921 | 0.013225 | 0.035516 | 0.032259 | 0.029779 | 0.027766 | 0.05431
| SPS1 | CH | Fuel input for heat generation from CHPs and heat plants¦On-site CHPs¦Wood¦Services sectors CHPs wood | PJ/yr. | 0 | 0 | 0 | 0.0076503 | 0.0060687 | 0.0047663 | 0.0066844 | 0.011104 | 0.0094618 | 0.012779 | 0.012535 | 0.027638
| SPS1 | CH | Fuel input for heat generation from CHPs and heat plants¦On-site CHPs¦Hydrogen | PJ/yr. | 0 | 0 | 0 | 0.0026012 | 0.006657 | 0.0087291 | 0.0083585 | 0.02204 | 0.018988 | 0.053326 | 0.051851 | 0.069587
| SPS1 | CH | Fuel input for heat generation from CHPs and heat plants¦On-site CHPs¦Hydrogen¦Industrial CHPs fuel cells (hydrogen) | PJ/yr. | 0 | 0 | 0 | 0.0015352 | 0.0043255 | 0.0064017 | 0.0057438 | 0.0157 | 0.013158 | 0.039091 | 0.041097 | 0.049044
| SPS1 | CH | Fuel input for heat generation from CHPs and heat plants¦On-site CHPs¦Hydrogen¦Services sectors CHPs fuel cells (hydrogen) | PJ/yr. | 0 | 0 | 0 | 0.001066 | 0.0023316 | 0.0023274 | 0.0026147 | 0.0063398 | 0.0058303 | 0.014235 | 0.010755 | 0.020543
| SPS1 | CH | Efficiency of power plants (electric) | % | bar: 2020 to 2070
| SPS1 | CH | Efficiency of power plants (electric)¦Nuclear Fuel¦Nuclear power plants | % | 32.98% | 32.67% | 32.6% | 32.99% | 33.02% | 33.16% | 25.25% | 27.04% | 26.79% | 26.75% | 26.42% | 27.36%
| SPS1 | CH | Efficiency of power plants (electric)¦Hydro¦Hydro Large | % | 100% | 100% | 100% | 100% | 100% | 100% | 100% | 100% | 100% | 100% | 100% | 100%
| SPS1 | CH | Efficiency of power plants (electric)¦Hydro¦Hydro Run of River | % | 100% | 100% | 100% | 100% | 100% | 100% | 100% | 100% | 100% | 100% | 100% | 100%
| SPS1 | CH | Efficiency of power plants (electric)¦Hydro¦Pump storage | % | 80% | 80% | 80% | 80% | 80% | 80% | 80% | 80% | 80% | 80% | 80% | 80%
| SPS1 | CH | Efficiency of power plants (electric)¦Oil¦Peak devices | % | 32.96% | 16.83% | 29.51% | 30.76% | 30.32% | 31.51% | 32.28% | 32.02% | 31.95% | 32.16% | 32.01% | 31.9%
| SPS1 | CH | Efficiency of power plants (electric)¦Oil¦CHP Oil (for District Heating) | % | 8.25% | 7.118% | 9.632% | 10.42% | 10.44% | 10.82% | 10.64% | 10.08% | 10.37% | 10.16% | 10.19% | 9.683%
| SPS1 | CH | Efficiency of power plants (electric)¦Oil¦Industrial CHPs oil | % | 23.85% | 24.67% | 22.46% | 26.26% | 26.31% | 26.12% | 25.85% | 25.39% | 25.31% | 25.77% | 25.79% | 25.19%
| SPS1 | CH | Efficiency of power plants (electric)¦Gas¦Gas turbines combined cycle | % | - | - | - | - | - | 59.46% | 62.43% | 62.76% | 62.34% | 62.35% | 62.35% | 62.34%
| SPS1 | CH | Efficiency of power plants (electric)¦Gas¦Gas turbines open cycle | % | - | - | - | - | 39.95% | 38.35% | 42.42% | 43.47% | 44.11% | 44.13% | 43.68% | 44.14%
| SPS1 | CH | Efficiency of power plants (electric)¦Gas¦Gas turbines combined cycle CCS | % | bar: 2020 to 2070
| SPS1 | CH | Efficiency of power plants (electric)¦Gas¦CHP Gas (for District Heating) | % | 26.25% | 21.24% | 24.62% | 24.65% | 24.77% | 24.87% | 24.97% | 24.93% | 25.06% | 24.17% | 22.39% | 21.23%
| SPS1 | CH | Efficiency of power plants (electric)¦Gas¦CHP Fuel Cell Gas (for District Heating) | % | - | - | - | - | - | 40% | 40% | 40% | 40% | 40% | 40% | 40%
| SPS1 | CH | Efficiency of power plants (electric)¦Gas¦Industrial CHPs gas | % | 34.87% | 35.19% | 35.04% | 35.99% | 35.99% | 35.63% | 35.37% | 35.01% | 34.75% | 34.56% | 34.96% | 34.73%
| SPS1 | CH | Efficiency of power plants (electric)¦Gas¦Industrial CHPs gas (CCS) | % | bar: 2020 to 2070
| SPS1 | CH | Efficiency of power plants (electric)¦Gas¦Industrial CHPs fuel cells (gas reformer) | % | bar: 2020 to 2070
| SPS1 | CH | Efficiency of power plants (electric)¦Gas¦Residential single family CHPs gas | % | 21.4% | 27.08% | 24.64% | 25.9% | 25.05% | 25.79% | 26.55% | 25.48% | 26.9% | 25.17% | 28.26% | 27.71%
| SPS1 | CH | Efficiency of power plants (electric)¦Gas¦Residential single family CHPs fuel cells gas | % | - | - | - | 42% | 43% | 44% | 44.5% | 45% | 45% | 45% | 45% | 45%
| SPS1 | CH | Efficiency of power plants (electric)¦Gas¦Residential multi family CHPs gas | % | 25.02% | 29.18% | 29.16% | 29.88% | 30.09% | 30.24% | 30.5% | 30.74% | 30.78% | 30.69% | 30.75% | 30.58%
| SPS1 | CH | Efficiency of power plants (electric)¦Gas¦Residential multi family CHPs fuel cells gas | % | - | - | - | 42% | 43% | 44% | 44.5% | 45% | 45% | 45% | 45% | 45%
| SPS1 | CH | Efficiency of power plants (electric)¦Gas¦Services sectors CHPs (bio)gas | % | 36.27% | 36.31% | 36.35% | 36.44% | 36.96% | 37.44% | 37.84% | 38.39% | 38.41% | 38.32% | 38.31% | 38.17%
| SPS1 | CH | Efficiency of power plants (electric)¦Gas¦Services sectors CHPs gas | % | 35.72% | 36% | 35.95% | 35.91% | 35.87% | 35.72% | 35.69% | 35.79% | 35.75% | 35.71% | 35.78% | 35.76%
| SPS1 | CH | Efficiency of power plants (electric)¦Gas¦Services sectors CHPs fuel cells (gas reformer) | % | - | - | - | 60% | 60.5% | 61% | 61.5% | 62% | 62% | 62% | 62% | 62%
| SPS1 | CH | Efficiency of power plants (electric)¦Wastes¦Wastes Incineration (electric only) | % | 35.75% | 35.75% | 35.75% | 35.75% | 35.75% | 35.75% | 35.75% | 35.75% | 35.75% | 35.75% | 35.75% | 35.75%
| SPS1 | CH | Efficiency of power plants (electric)¦Wastes¦Wastes Incineration (electric only) CCS | % | bar: 2020 to 2070
| SPS1 | CH | Efficiency of power plants (electric)¦Wastes¦CHP Wastes (for District Heating) | % | 3.835% | 3.756% | 3.771% | 3.753% | 3.749% | 3.77% | 3.791% | 3.811% | 3.811% | 3.811% | 3.811% | 3.811%
| SPS1 | CH | Efficiency of power plants (electric)¦Wastes¦CHP Wastes (for District Heating) CCS | % | bar: 2020 to 2070
| SPS1 | CH | Efficiency of power plants (electric)¦Wastes¦Industrial CHPs wastes | % | 6.198% | 6.197% | 6.197% | 6.197% | 6.197% | 6.197% | 6.197% | 6.197% | 6.197% | 6.197% | 6.197% | 6.197%
| SPS1 | CH | Efficiency of power plants (electric)¦Wastes¦Industrial CHPs wastes CCS | % | bar: 2020 to 2070
| SPS1 | CH | Efficiency of power plants (electric)¦Wood¦CHP Wood (for District Heating) | % | 24.38% | 25.01% | 25.93% | 27.5% | 29.06% | 30.62% | 30.61% | 30.59% | 30.59% | 30.57% | 30.59% | 30.53%
| SPS1 | CH | Efficiency of power plants (electric)¦Wood¦Biomass with CCS (BECCS) | % | bar: 2020 to 2070
| SPS1 | CH | Efficiency of power plants (electric)¦Wood¦Industrial CHPs wood | % | 19.75% | 22.58% | 25.47% | 33.84% | 34.57% | 35.31% | 36.04% | 36.76% | 36.76% | 36.76% | 36.76% | 36.76%
| SPS1 | CH | Efficiency of power plants (electric)¦Wood¦Industrial CHPs wood (CCS) | % | bar: 2020 to 2070
| SPS1 | CH | Efficiency of power plants (electric)¦Wood¦Residential single family CHPs wood | % | - | - | - | 19.38% | 21.31% | 21.86% | 21.83% | 21.87% | 23.87% | 22.76% | 21.89% | 20.93%
| SPS1 | CH | Efficiency of power plants (electric)¦Wood¦Residential multi family CHPs wood | % | - | - | - | 23.95% | 24.43% | 24.7% | 24.96% | 25.59% | 26.89% | 25.32% | 25.67% | 25.11%
| SPS1 | CH | Efficiency of power plants (electric)¦Wood¦Services sectors CHPs wood | % | - | - | - | 31.96% | 31.15% | 30.89% | 32.73% | 31.78% | 33.66% | 32.71% | 33.36% | 33.12%
| SPS1 | CH | Efficiency of power plants (electric)¦Wind¦Wind turbines | % | 100% | 100% | 100% | 100% | 100% | 100% | 100% | 100% | 100% | 100% | 100% | 100%
| SPS1 | CH | Efficiency of power plants (electric)¦Solar¦Solar PV (large scale) | % | 100% | 100% | 100% | 100% | 100% | 100% | 100% | 100% | 100% | 100% | 100% | 100%
| SPS1 | CH | Efficiency of power plants (electric)¦Solar¦Solar PV (Industry) | % | 100% | 100% | 100% | 100% | 100% | 100% | 100% | 100% | 100% | 100% | 100% | 100%
| SPS1 | CH | Efficiency of power plants (electric)¦Solar¦Solar PV (Residential single family) | % | 100% | 100% | 100% | 100% | 100% | 100% | 100% | 100% | 100% | 100% | 100% | 100%
| SPS1 | CH | Efficiency of power plants (electric)¦Solar¦Solar PV (Residential multi family) | % | 100% | 100% | 100% | 100% | 100% | 100% | 100% | 100% | 100% | 100% | 100% | 100%
| SPS1 | CH | Efficiency of power plants (electric)¦Solar¦Solar PV (Services) | % | 100% | 100% | 100% | 100% | 100% | 100% | 100% | 100% | 100% | 100% | 100% | 100%
| SPS1 | CH | Efficiency of power plants (electric)¦Geothermal¦Deep geothermal | % | - | - | - | - | - | - | 15% | 15% | 15% | 15% | 15% | 15%
| SPS1 | CH | Efficiency of power plants (electric)¦Hydrogen¦CHP Fuel Cell Hydrogen (for District Heating) | % | - | - | - | - | - | 42% | 42% | 42% | 42% | 42% | 42% | 42%
| SPS1 | CH | Efficiency of power plants (electric)¦Hydrogen¦Industrial CHPs fuel cells (hydrogen) | % | - | - | - | 49.5% | 52.25% | 55% | 57.5% | 60% | 60% | 60% | 60% | 60%
| SPS1 | CH | Efficiency of power plants (electric)¦Hydrogen¦Services sectors CHPs fuel cells (hydrogen) | % | - | - | - | 47.5% | 50.75% | 54% | 55.75% | 57.5% | 57.5% | 57.5% | 57.5% | 57.5%
| SPS1 | CH | Efficiency of power plants (electric)¦Electricity storage (non hydro)¦CAES | % | 69.98% | 69.99% | 70% | 70% | 70% | 70% | 69.99% | 69.99% | 70% | 70% | 70% | 70%
| SPS1 | CH | Efficiency of power plants (electric)¦Electricity storage (non hydro)¦Battery storage large size centralised | % | 86.64% | 86.51% | 86.7% | 86.68% | 86.7% | 86.7% | 86.7% | 86.7% | 86.7% | 86.7% | 86.7% | 86.7%
| SPS1 | CH | Efficiency of power plants (electric)¦Electricity storage (non hydro)¦Battery storage medium size centralised | % | 89.45% | 89.41% | 89.4% | 89.4% | 89.42% | 89.43% | 89.43% | 89.43% | 89.43% | 89.43% | 89.43% | 89.43%
| SPS1 | CH | Efficiency of power plants (electric)¦Electricity storage (non hydro)¦Batteries in industry | % | 90.31% | 90.29% | 90.36% | 90.43% | 90.43% | 90.43% | 90.43% | 90.43% | 90.43% | 90.42% | 90.43% | 90.42%
| SPS1 | CH | Efficiency of power plants (electric)¦Electricity storage (non hydro)¦Batteries in residential single family houses | % | 90.31% | 90.29% | 90.38% | 90.43% | 90.43% | 90.43% | 90.43% | 90.42% | 90.43% | 90.42% | 90.43% | 90.42%
| SPS1 | CH | Efficiency of power plants (electric)¦Electricity storage (non hydro)¦Batteries in residential multi-family houses | % | 90.31% | 90.29% | 90.4% | 90.43% | 90.43% | 90.43% | 90.43% | 90.42% | 90.43% | 90.42% | 90.42% | 90.42%
| SPS1 | CH | Efficiency of power plants (electric)¦Electricity storage (non hydro)¦Batteries in Services sector | % | 90.31% | 90.29% | 90.39% | 90.43% | 90.43% | 90.43% | 90.43% | 90.43% | 90.43% | 90.42% | 90.43% | 90.42%
| SPS1 | CH | Efficiency of heat plants (thermal) | % | bar: 2020 to 2070
| SPS1 | CH | Efficiency of heat plants (thermal)¦District heating¦Heat plants¦Gas¦Heat plant gas | % | 59.93% | 55.47% | 55.47% | 38.99% | 47.94% | 47.94% | 38.62% | 38.14% | 38.11% | 38.16% | 38.1% | 38.11%
| SPS1 | CH | Efficiency of heat plants (thermal)¦District heating¦Heat plants¦Nuclear fuel¦Heat plant nuclear | % | 200% | 200% | 200% | 200% | 200% | - | - | - | - | - | - | -
| SPS1 | CH | Efficiency of heat plants (thermal)¦District heating¦Heat plants¦Oil¦Heat plant oil | % | 85.45% | 85.45% | 85.45% | 85.45% | 85.45% | 85.45% | 85.45% | 85.45% | 85.45% | 85.45% | 85.45% | 85.45%
| SPS1 | CH | Efficiency of heat plants (thermal)¦District heating¦Heat plants¦Wood¦Heat plant wood | % | 70% | 70% | 70% | 70% | 70% | 70% | 70% | 70% | 70% | 70% | 70% | 70%
| SPS1 | CH | Efficiency of heat plants (thermal)¦District heating¦Heat plants¦Solar¦Heat plant solar | % | - | - | - | 0.5 | 0.5 | 0.5 | 0.5 | 0.5 | 0.5 | 0.5 | 0.5 | 0.5
| SPS1 | CH | Efficiency of heat plants (thermal)¦District heating¦Heat plants¦Geothermal¦Heat plant deep geothermal | % | - | - | - | - | - | 0.85 | 0.85 | 0.85 | 0.85 | 0.85 | 0.85 | 0.85
| SPS1 | CH | Efficiency of heat plants (thermal)¦District heating¦Heat plants¦Electricity¦Centralised Heat pump | % | - | 300% | 300% | 300% | 300% | 300% | 300% | 300% | 300% | 300% | 300% | 300%
| SPS1 | CH | Domestic biodiesel production | PJ/yr. | 0.62803 | 0.63726 | 0.63092 | 0.00038631 | 0.00030773 | 0.00076579 | 0.00096302 | 0.2086 | 0.28519 | 0.46505 | 1.3152 | 1.579
| SPS1 | CH | Domestic biodiesel production¦Wood | PJ/yr. | 0.62803 | 0.63726 | 0.63092 | 0.00038631 | 0.00030773 | 0.00076579 | 0.00096302 | 0.2086 | 0.28519 | 0.46505 | 1.3152 | 1.579
| SPS1 | CH | Domestic biodiesel production¦Wood¦Fischer Tropsch | PJ/yr. | 0.62803 | 0.63726 | 0.63092 | 0.00038631 | 0.00030773 | 0.00076579 | 0.00096302 | 0.2086 | 0.28519 | 0.46505 | 1.3152 | 1.579
| SPS1 | CH | Domestic biodiesel production¦Wood¦Fischer Tropsch CCS | PJ/yr. | 0 | 0 | 0 | 0 | 0 | 0 | 0 | 0 | 0 | 0 | 0 | 0
| SPS1 | CH | Heat from domestic biodiesel production | PJ/yr. | 0.24493 | 0.24853 | 0.24606 | 0.00015066 | 0.00012001 | 0.00029866 | 0.00037558 | 0.081353 | 0.11122 | 0.18137 | 0.51293 | 0.61579
| SPS1 | CH | Heat from domestic biodiesel production¦Wood | PJ/yr. | 0.24493 | 0.24853 | 0.24606 | 0.00015066 | 0.00012001 | 0.00029866 | 0.00037558 | 0.081353 | 0.11122 | 0.18137 | 0.51293 | 0.61579
| SPS1 | CH | Heat from domestic biodiesel production¦Wood¦Fischer Tropsch | PJ/yr. | 0.24493 | 0.24853 | 0.24606 | 0.00015066 | 0.00012001 | 0.00029866 | 0.00037558 | 0.081353 | 0.11122 | 0.18137 | 0.51293 | 0.61579
| SPS1 | CH | Heat from domestic biodiesel production¦Wood¦Fischer Tropsch CCS | PJ/yr. | 0 | 0 | 0 | 0 | 0 | 0 | 0 | 0 | 0 | 0 | 0 | 0
| SPS1 | CH | Fuel input for domestic biodiesel production | PJ/yr. | 1.8332 | 1.8602 | 1.8417 | 0.0011276 | 0.00089825 | 0.0022353 | 0.0028111 | 0.60889 | 0.83246 | 1.3575 | 3.8391 | 4.609
| SPS1 | CH | Fuel input for domestic biodiesel production¦Wood | PJ/yr. | 1.7896 | 1.8159 | 1.7978 | 0.0011008 | 0.00087687 | 0.0021821 | 0.0027441 | 0.5944 | 0.81264 | 1.3252 | 3.7477 | 4.4992
| SPS1 | CH | Fuel input for domestic biodiesel production¦Wood¦Fischer Tropsch | PJ/yr. | 1.7896 | 1.8159 | 1.7978 | 0.0011008 | 0.00087687 | 0.0021821 | 0.0027441 | 0.5944 | 0.81264 | 1.3252 | 3.7477 | 4.4992
| SPS1 | CH | Fuel input for domestic biodiesel production¦Wood¦Fischer Tropsch CCS | PJ/yr. | 0 | 0 | 0 | 0 | 0 | 0 | 0 | 0 | 0 | 0 | 0 | 0
| SPS1 | CH | Fuel input for domestic biodiesel production¦Electricity | PJ/yr. | 0.043648 | 0.04429 | 0.043849 | 2.6848e-05 | 2.1387e-05 | 5.3222e-05 | 6.693e-05 | 0.014497 | 0.019821 | 0.032321 | 0.091408 | 0.10974
| SPS1 | CH | Fuel input for domestic biodiesel production¦Electricity¦Fischer Tropsch | PJ/yr. | 0.043648 | 0.04429 | 0.043849 | 2.6848e-05 | 2.1387e-05 | 5.3222e-05 | 6.693e-05 | 0.014497 | 0.019821 | 0.032321 | 0.091408 | 0.10974
| SPS1 | CH | Fuel input for domestic biodiesel production¦Electricity¦Fischer Tropsch CCS | PJ/yr. | 0 | 0 | 0 | 0 | 0 | 0 | 0 | 0 | 0 | 0 | 0 | 0
| SPS1 | CH | Efficiency for domestic biodiesel production | % | bar: 2020 to 2070
| SPS1 | CH | Efficiency for domestic biodiesel production¦Wood¦Fischer Tropsch | % | 47.62% | 47.62% | 47.62% | 47.62% | 47.62% | 47.62% | 47.62% | 47.62% | 47.62% | 47.62% | 47.62% | 47.62%
| SPS1 | CH | Efficiency for domestic biodiesel production¦Wood¦Fischer Tropsch CCS | % | bar: 2020 to 2070
| SPS1 | CH | Domestic ethanol production | PJ/yr. | 0.18718 | 3.5965e-05 | 0.00060804 | 7.6974e-05 | 0.00010845 | 0.00012634 | 0.00013203 | 0.00037999 | 0.00026647 | 0.00052295 | 0.00050624 | 0.00106
| SPS1 | CH | Domestic ethanol production¦Wood | PJ/yr. | 0.18718 | 3.5965e-05 | 0.00060804 | 7.6974e-05 | 0.00010845 | 0.00012634 | 0.00013203 | 0.00037999 | 0.00026647 | 0.00052295 | 0.00050624 | 0.00106
| SPS1 | CH | Domestic ethanol production¦Wood¦Ethanol reactor | PJ/yr. | 0.18718 | 3.5965e-05 | 0.00060804 | 7.6974e-05 | 0.00010845 | 0.00012634 | 0.00013203 | 0.00037999 | 0.00026647 | 0.00052295 | 0.00050624 | 0.00106
| SPS1 | CH | Domestic ethanol production¦Wood¦Ethanol reactor with CCS | PJ/yr. | 0 | 0 | 0 | 0 | 0 | 0 | 0 | 0 | 0 | 0 | 0 | 0
| SPS1 | CH | Fuel input for domestic ethanol production | PJ/yr. | 0.69818 | 0.00013415 | 0.002268 | 0.00028711 | 0.00040451 | 0.00047126 | 0.00049248 | 0.0014174 | 0.00099395 | 0.0019506 | 0.0018883 | 0.0039539
| SPS1 | CH | Fuel input for domestic ethanol production¦Wood | PJ/yr. | 0.39121 | 7.5167e-05 | 0.0012708 | 0.00016088 | 0.00022666 | 0.00026406 | 0.00027595 | 0.00079418 | 0.00055693 | 0.001093 | 0.001058 | 0.0022154
| SPS1 | CH | Fuel input for domestic ethanol production¦Wood¦Ethanol reactor | PJ/yr. | 0.39121 | 7.5167e-05 | 0.0012708 | 0.00016088 | 0.00022666 | 0.00026406 | 0.00027595 | 0.00079418 | 0.00055693 | 0.001093 | 0.001058 | 0.0022154
| SPS1 | CH | Fuel input for domestic ethanol production¦Wood¦Ethanol reactor CCS | PJ/yr. | 0 | 0 | 0 | 0 | 0 | 0 | 0 | 0 | 0 | 0 | 0 | 0
| SPS1 | CH | Fuel input for domestic ethanol production¦Electricity | PJ/yr. | 0.30697 | 5.8983e-05 | 0.00099719 | 0.00012624 | 0.00017786 | 0.0002072 | 0.00021653 | 0.00062318 | 0.00043702 | 0.00085764 | 0.00083023 | 0.0017384
| SPS1 | CH | Fuel input for domestic ethanol production¦Electricity¦Ethanol reactor | PJ/yr. | 0.30697 | 5.8983e-05 | 0.00099719 | 0.00012624 | 0.00017786 | 0.0002072 | 0.00021653 | 0.00062318 | 0.00043702 | 0.00085764 | 0.00083023 | 0.0017384
| SPS1 | CH | Fuel input for domestic ethanol production¦Electricity¦Ethanol reactor CCS | PJ/yr. | 0 | 0 | 0 | 0 | 0 | 0 | 0 | 0 | 0 | 0 | 0 | 0
| SPS1 | CH | Efficiency for domestic ethanol production | % | bar: 2020 to 2070
| SPS1 | CH | Efficiency for domestic ethanol production¦Wood¦Ethanol reactor | % | 26.81% | 0.2681 | 0.2681 | 0.2681 | 0.2681 | 0.2681 | 0.2681 | 0.2681 | 0.2681 | 0.2681 | 0.2681 | 0.2681
| SPS1 | CH | Efficiency for domestic ethanol production¦Wood¦Ethanol reactor CCS | % | bar: 2020 to 2070
| SPS1 | CH | Domestic biogas production | PJ/yr. | 6.9574 | 10.143 | 9.9522 | 10.1422 | 10.1302 | 9.97 | 9.8093 | 9.6487 | 9.6488 | 9.6489 | 9.649 | 9.65
| SPS1 | CH | Domestic biogas production¦Manure¦Fermentation | PJ/yr. | 1.328 | 4.3663 | 4.3847 | 4.3848 | 4.3848 | 4.3852 | 4.3852 | 4.3852 | 4.3852 | 4.3852 | 4.3853 | 4.3854
| SPS1 | CH | Domestic biogas production¦Wastes¦Renewable | PJ/yr. | 5.6294 | 5.7766 | 5.5674 | 5.7571 | 5.7449 | 5.5844 | 5.4236 | 5.2629 | 5.2629 | 5.2629 | 5.2629 | 5.2631
| SPS1 | CH | Domestic biogas production¦Wastes¦Renewable¦Gasification | PJ/yr. | 5.6294 | 5.7766 | 5.5674 | 5.7571 | 5.7449 | 5.5837 | 5.4229 | 5.2622 | 5.2622 | 5.262 | 5.262 | 5.2614
| SPS1 | CH | Domestic biogas production¦Wastes¦Renewable¦Gasification CCS | PJ/yr. | 0 | 0 | 0 | 0 | 0 | 0 | 0 | 0 | 0 | 0 | 0 | 0
| SPS1 | CH | Domestic biogas production¦Wastes¦Renewable¦Hydrothermal gasification | PJ/yr. | 0 | 0 | 0 | 0 | 0 | 0.00069122 | 0.0007026 | 0.00066398 | 0.0007752 | 0.00088778 | 0.00093384 | 0.0017108
| SPS1 | CH | Domestic biogas production¦Wastes¦Renewable¦Hydrothermal gasification CCS | PJ/yr. | 0 | 0 | 0 | 0 | 0 | 0 | 0 | 0 | 0 | 0 | 0 | 0
| SPS1 | CH | Domestic biogas production¦Wood | PJ/yr. | 0 | 6.0145e-05 | 0.0001322 | 0.00029104 | 0.00045143 | 0.00048075 | 0.00049469 | 0.00062413 | 0.0006417 | 0.00076479 | 0.00080459 | 0.0014944
| SPS1 | CH | Domestic biogas production¦Wood¦Gasification | PJ/yr. | 0 | 6.0145e-05 | 0.0001322 | 0.00029104 | 0.00045143 | 0.00048075 | 0.00049469 | 0.00062413 | 0.0006417 | 0.00076479 | 0.00080459 | 0.0014944
| SPS1 | CH | Domestic biogas production¦Wood¦Gasification CCS | PJ/yr. | 0 | 0 | 0 | 0 | 0 | 0 | 0 | 0 | 0 | 0 | 0 | 0
| SPS1 | CH | Electricity from domestic biogas production | PJ/yr. | 0.11259 | 0.11553 | 0.11135 | 0.11515 | 0.11492 | 0.11169 | 0.10848 | 0.10527 | 0.10527 | 0.10527 | 0.10527 | 0.10529
| SPS1 | CH | Electricity from domestic biogas production¦Manure¦Fermentation | PJ/yr. | 0 | 0 | 0 | 0 | 0 | 0 | 0 | 0 | 0 | 0 | 0 | 0
| SPS1 | CH | Electricity from domestic biogas production¦Wastes¦Renewable¦Total | PJ/yr. | 0.11259 | 0.11553 | 0.11135 | 0.11514 | 0.1149 | 0.11167 | 0.10846 | 0.10524 | 0.10524 | 0.10524 | 0.10524 | 0.10523
| SPS1 | CH | Electricity from domestic biogas production¦Wastes¦Renewable¦Gasification | PJ/yr. | 0.11259 | 0.11553 | 0.11135 | 0.11514 | 0.1149 | 0.11167 | 0.10846 | 0.10524 | 0.10524 | 0.10524 | 0.10524 | 0.10523
| SPS1 | CH | Electricity from domestic biogas production¦Wastes¦Renewable¦Gasification CCS | PJ/yr. | 0 | 0 | 0 | 0 | 0 | 0 | 0 | 0 | 0 | 0 | 0 | 0
| SPS1 | CH | Electricity from domestic biogas production¦Wastes¦Renewable¦Hydrothermal gasification | PJ/yr. | 0 | 0 | 0 | 0 | 0 | 0 | 0 | 0 | 0 | 0 | 0 | 0
| SPS1 | CH | Electricity from domestic biogas production¦Wastes¦Renewable¦Hydrothermal gasification CCS | PJ/yr. | 0 | 0 | 0 | 0 | 0 | 0 | 0 | 0 | 0 | 0 | 0 | 0
| SPS1 | CH | Electricity from domestic biogas production¦Wood | PJ/yr. | 0 | 1.0009e-07 | 5.288e-06 | 1.1642e-05 | 1.8057e-05 | 1.923e-05 | 1.9788e-05 | 2.4965e-05 | 2.5668e-05 | 3.0592e-05 | 3.2184e-05 | 5.9778e-05
| SPS1 | CH | Electricity from domestic biogas production¦Wood¦Gasification | PJ/yr. | 0 | 1.0009e-07 | 5.288e-06 | 1.1642e-05 | 1.8057e-05 | 1.923e-05 | 1.9788e-05 | 2.4965e-05 | 2.5668e-05 | 3.0592e-05 | 3.2184e-05 | 5.9778e-05
| SPS1 | CH | Electricity from domestic biogas production¦Wood¦Gasification CCS | PJ/yr. | 0 | 0 | 0 | 0 | 0 | 0 | 0 | 0 | 0 | 0 | 0 | 0
| SPS1 | CH | Heat from domestic biogas production | PJ/yr. | 0 | 7.2174e-06 | 1.5864e-05 | 3.4925e-05 | 5.4172e-05 | 5.769e-05 | 5.9363e-05 | 7.4896e-05 | 7.7004e-05 | 9.1775e-05 | 9.6551e-05 | 0.00017933
| SPS1 | CH | Heat from domestic biogas production¦Manure¦Fermentation | PJ/yr. | 0 | 0 | 0 | 0 | 0 | 0 | 0 | 0 | 0 | 0 | 0 | 0
| SPS1 | CH | Heat from domestic biogas production¦Wastes¦Renewable | PJ/yr. | 0 | 0 | 0 | 0 | 0 | 0 | 0 | 0 | 0 | 0 | 0 | 0
| SPS1 | CH | Heat from domestic biogas production¦Wastes¦Renewable¦Gasification | PJ/yr. | 0 | 0 | 0 | 0 | 0 | 0 | 0 | 0 | 0 | 0 | 0 | 0
| SPS1 | CH | Heat from domestic biogas production¦Wastes¦Renewable¦Gasification CCS | PJ/yr. | 0 | 0 | 0 | 0 | 0 | 0 | 0 | 0 | 0 | 0 | 0 | 0
| SPS1 | CH | Heat from domestic biogas production¦Wastes¦Renewable¦Hydrothermal gasification | PJ/yr. | 0 | 0 | 0 | 0 | 0 | 0 | 0 | 0 | 0 | 0 | 0 | 0
| SPS1 | CH | Heat from domestic biogas production¦Wastes¦Renewable¦Hydrothermal gasification CCS | PJ/yr. | 0 | 0 | 0 | 0 | 0 | 0 | 0 | 0 | 0 | 0 | 0 | 0
| SPS1 | CH | Heat from domestic biogas production¦Wood | PJ/yr. | 0 | 7.2174e-06 | 1.5864e-05 | 3.4925e-05 | 5.4172e-05 | 5.769e-05 | 5.9363e-05 | 7.4896e-05 | 7.7004e-05 | 9.1775e-05 | 9.6551e-05 | 0.00017933
| SPS1 | CH | Heat from domestic biogas production¦Wood¦Gasification | PJ/yr. | 0 | 7.2174e-06 | 1.5864e-05 | 3.4925e-05 | 5.4172e-05 | 5.769e-05 | 5.9363e-05 | 7.4896e-05 | 7.7004e-05 | 9.1775e-05 | 9.6551e-05 | 0.00017933
| SPS1 | CH | Heat from domestic biogas production¦Wood¦Gasification CCS | PJ/yr. | 0 | 0 | 0 | 0 | 0 | 0 | 0 | 0 | 0 | 0 | 0 | 0
| SPS1 | CH | Fuel input for domestic biogas production | PJ/yr. | 13.4775 | 22.4202 | 22.1132 | 22.4398 | 22.4191 | 22.1439 | 21.8676 | 21.5915 | 21.5915 | 21.5917 | 21.5919 | 21.5932
| SPS1 | CH | Fuel input for domestic biogas production¦Manure¦Fermentation | PJ/yr. | 3.7981 | 12.4877 | 12.5403 | 12.5404 | 12.5404 | 12.5416 | 12.5416 | 12.5417 | 12.5417 | 12.5417 | 12.5418 | 12.5421
| SPS1 | CH | Fuel input for domestic biogas production¦Wastes¦Renewable | PJ/yr. | 9.6794 | 9.9324 | 9.5728 | 9.8989 | 9.878 | 9.6017 | 9.3253 | 9.049 | 9.049 | 9.049 | 9.049 | 9.049
| SPS1 | CH | Fuel input for domestic biogas production¦Wastes¦Renewable¦Gasification | PJ/yr. | 9.6794 | 9.9324 | 9.5728 | 9.8989 | 9.878 | 9.6007 | 9.3243 | 9.048 | 9.0479 | 9.0477 | 9.0476 | 9.0466
| SPS1 | CH | Fuel input for domestic biogas production¦Wastes¦Renewable¦Gasification CCS | PJ/yr. | 0 | 0 | 0 | 0 | 0 | 0 | 0 | 0 | 0 | 0 | 0 | 0
| SPS1 | CH | Fuel input for domestic biogas production¦Wastes¦Renewable¦Hydrothermal gasification | PJ/yr. | 0 | 0 | 0 | 0 | 0 | 0.00098746 | 0.0010037 | 0.00094854 | 0.0011074 | 0.0012683 | 0.0013341 | 0.002444
| SPS1 | CH | Fuel input for domestic biogas production¦Wastes¦Renewable¦Hydrothermal gasification CCS | PJ/yr. | 0 | 0 | 0 | 0 | 0 | 0 | 0 | 0 | 0 | 0 | 0 | 0
| SPS1 | CH | Fuel input for domestic biogas production¦Wood | PJ/yr. | 0 | 8.1196e-05 | 0.00017847 | 0.00039291 | 0.00060944 | 0.00064901 | 0.00066783 | 0.00084258 | 0.0008663 | 0.0010325 | 0.0010862 | 0.0020175
| SPS1 | CH | Fuel input for domestic biogas production¦Wood¦Gasification | PJ/yr. | 0 | 8.1196e-05 | 0.00017847 | 0.00039291 | 0.00060944 | 0.00064901 | 0.00066783 | 0.00084258 | 0.0008663 | 0.0010325 | 0.0010862 | 0.0020175
| SPS1 | CH | Fuel input for domestic biogas production¦Wood¦Gasification CCS | PJ/yr. | 0 | 0 | 0 | 0 | 0 | 0 | 0 | 0 | 0 | 0 | 0 | 0
| SPS1 | CH | Efficiency for domestic biogas production | PJ/yr. | bar: 2020 to 2070
| SPS1 | CH | Efficiency for domestic biogas production¦Manure¦Fermentation | PJ/yr. | 34.97% | 34.97% | 34.97% | 34.97% | 34.97% | 34.97% | 34.97% | 34.97% | 34.97% | 34.97% | 34.97% | 34.97%
| SPS1 | CH | Efficiency for domestic biogas production¦Wastes¦Renewable¦Gasification | PJ/yr. | 59.32% | 59.32% | 59.32% | 59.32% | 59.32% | 59.32% | 59.32% | 59.32% | 59.32% | 59.32% | 59.32% | 59.32%
| SPS1 | CH | Efficiency for domestic biogas production¦Wastes¦Renewable¦Gasification CCS | PJ/yr. | bar: 2020 to 2070
| SPS1 | CH | Efficiency for domestic biogas production¦Wastes¦Renewable¦Hydrothermal gasification | PJ/yr. | - | - | - | - | - | 70% | 70% | 70% | 70% | 70% | 70% | 70%
| SPS1 | CH | Efficiency for domestic biogas production¦Wastes¦Renewable¦Hydrothermal gasification CCS | PJ/yr. | bar: 2020 to 2070
| SPS1 | CH | Efficiency for domestic biogas production¦Wood¦Gasification | PJ/yr. | - | 83.09% | 85.93% | 85.93% | 85.93% | 85.93% | 85.93% | 85.93% | 85.93% | 85.93% | 85.93% | 85.93%
| SPS1 | CH | Efficiency for domestic biogas production¦Wood¦Gasification CCS | PJ/yr. | bar: 2020 to 2070
| SPS1 | CH | Domestic hydrogen production | PJ/yr. | 0.0033091 | 0.0044877 | 0.0045156 | 0.0077411 | 0.022329 | 0.033732 | 0.033777 | 0.12342 | 0.13395 | 0.52446 | 0.57026 | 0.60099
| SPS1 | CH | Domestic hydrogen production¦Electricity | PJ/yr. | 0.0033091 | 0.0044877 | 0.0045156 | 0.0077411 | 0.022329 | 0.033732 | 0.033777 | 0.11594 | 0.12674 | 0.51414 | 0.5596 | 0.56605
| SPS1 | CH | Domestic hydrogen production¦Electricity¦PEM electrolysis small-medium scale | PJ/yr. | 0.0033091 | 0.0044877 | 0.0045156 | 0.0077302 | 0.022032 | 0.024629 | 0.022337 | 0.10115 | 0.11332 | 0.49929 | 0.54519 | 0.53819
| SPS1 | CH | Domestic hydrogen production¦Electricity¦PEM electrolysis large scale | PJ/yr. | 0 | 0 | 0 | 1.0857e-05 | 0.00029729 | 0.0010006 | 0.0012408 | 0.0012852 | 0.0012885 | 0.0013265 | 0.0010868 | 0.0021489
| SPS1 | CH | Domestic hydrogen production¦Electricity¦SOEC electrolysis | PJ/yr. | 0 | 0 | 0 | 0 | 0 | 0.0081019 | 0.010199 | 0.013503 | 0.012127 | 0.013524 | 0.013325 | 0.025712
| SPS1 | CH | Domestic hydrogen production¦Gas | PJ/yr. | 0 | 0 | 0 | 0 | 0 | 0 | 0 | 0.00096978 | 0.00098598 | 0.0015251 | 0.0015605 | 0.0032318
| SPS1 | CH | Domestic hydrogen production¦Gas¦SMR-ATR Reforming | PJ/yr. | 0 | 0 | 0 | 0 | 0 | 0 | 0 | 0.00096978 | 0.00098598 | 0.0015251 | 0.0015605 | 0.0032318
| SPS1 | CH | Domestic hydrogen production¦Gas¦SMR-ATR Reforming CCS | PJ/yr. | 0 | 0 | 0 | 0 | 0 | 0 | 0 | 0 | 0 | 0 | 0 | 0
| SPS1 | CH | Domestic hydrogen production¦Gas¦Fossil gases | PJ/yr. | 0 | 0 | 0 | 0 | 0 | 0 | 0 | 0 | 0 | 0 | 0 | 0
| SPS1 | CH | Domestic hydrogen production¦Gas¦Fossil gases¦SMR-ATR Reforming | PJ/yr. | 0 | 0 | 0 | 0 | 0 | 0 | 0 | 0 | 0 | 0 | 0 | 0
| SPS1 | CH | Domestic hydrogen production¦Gas¦Fossil gases¦SMR-ATR Reforming CCS | PJ/yr. | 0 | 0 | 0 | 0 | 0 | 0 | 0 | 0 | 0 | 0 | 0 | 0
| SPS1 | CH | Domestic hydrogen production¦Gas¦Synthetic gases | PJ/yr. | 0 | 0 | 0 | 0 | 0 | 0 | 0 | 0.00096978 | 0.00098598 | 0.0015251 | 0.0015605 | 0.0032318
| SPS1 | CH | Domestic hydrogen production¦Gas¦Synthetic gases¦SMR-ATR Reforming | PJ/yr. | 0 | 0 | 0 | 0 | 0 | 0 | 0 | 0.00096978 | 0.00098598 | 0.0015251 | 0.0015605 | 0.0032318
| SPS1 | CH | Domestic hydrogen production¦Gas¦Synthetic gases¦SMR-ATR Reforming CCS | PJ/yr. | 0 | 0 | 0 | 0 | 0 | 0 | 0 | 0 | 0 | 0 | 0 | 0
| SPS1 | CH | Domestic hydrogen production¦Wood | PJ/yr. | 0 | 0 | 0 | 0 | 0 | 0 | 0 | 0.0065163 | 0.0062246 | 0.0087966 | 0.0091009 | 0.031708
| SPS1 | CH | Domestic hydrogen production¦Wood¦Gasification | PJ/yr. | 0 | 0 | 0 | 0 | 0 | 0 | 0 | 0.0065163 | 0.0062246 | 0.0087966 | 0.0091009 | 0.031708
| SPS1 | CH | Domestic hydrogen production¦Wood¦Gasification CCS | PJ/yr. | 0 | 0 | 0 | 0 | 0 | 0 | 0 | 0 | 0 | 0 | 0 | 0
| SPS1 | CH | Fuel input for hydrogen production | PJ/yr. | 0.0048309 | 0.0064664 | 0.0063825 | 0.010604 | 0.029673 | 0.042383 | 0.041093 | 0.15206 | 0.16491 | 0.6422 | 0.69822 | 0.74462
| SPS1 | CH | Fuel input for hydrogen production¦Electricity | PJ/yr. | 0.0048309 | 0.0064664 | 0.0063825 | 0.010604 | 0.029673 | 0.041173 | 0.039764 | 0.13842 | 0.1519 | 0.62403 | 0.67951 | 0.68467
| SPS1 | CH | Fuel input for hydrogen production¦Electricity¦PEM electrolysis small-medium scale | PJ/yr. | 0.0048309 | 0.0064664 | 0.0063825 | 0.010589 | 0.029278 | 0.03178 | 0.028009 | 0.12335 | 0.1382 | 0.60889 | 0.66486 | 0.65633
| SPS1 | CH | Fuel input for hydrogen production¦Electricity¦PEM electrolysis large scale | PJ/yr. | 0 | 0 | 0 | 1.4873e-05 | 0.00039507 | 0.0012911 | 0.0015559 | 0.0015673 | 0.0015713 | 0.0016176 | 0.0013254 | 0.0026206
| SPS1 | CH | Fuel input for hydrogen production¦Electricity¦SOEC electrolysis | PJ/yr. | 0 | 0 | 0 | 0 | 0 | 0.0081019 | 0.010199 | 0.013503 | 0.012127 | 0.013524 | 0.013325 | 0.025712
| SPS1 | CH | Fuel input for hydrogen production¦Heat | PJ/yr. | 0 | 0 | 0 | 0 | 0 | 0.0012106 | 0.0013286 | 0.0015003 | 0.0013474 | 0.0015027 | 0.0014806 | 0.0028569
| SPS1 | CH | Fuel input for hydrogen production¦Heat¦SOEC electrolysis | PJ/yr. | 0 | 0 | 0 | 0 | 0 | 0.0012106 | 0.0013286 | 0.0015003 | 0.0013474 | 0.0015027 | 0.0014806 | 0.0028569
| SPS1 | CH | Fuel input for hydrogen production¦Gas | PJ/yr. | 0 | 0 | 0 | 0 | 0 | 0 | 0 | 0.001276 | 0.0012973 | 0.0020067 | 0.0020533 | 0.0042524
| SPS1 | CH | Fuel input for hydrogen production¦Gas¦SMR-ATR Reforming | PJ/yr. | 0 | 0 | 0 | 0 | 0 | 0 | 0 | 0.001276 | 0.0012973 | 0.0020067 | 0.0020533 | 0.0042524
| SPS1 | CH | Fuel input for hydrogen production¦Gas¦SMR-ATR Reforming CCS | PJ/yr. | 0 | 0 | 0 | 0 | 0 | 0 | 0 | 0 | 0 | 0 | 0 | 0
| SPS1 | CH | Fuel input for hydrogen production¦Gas¦Fossil gases | PJ/yr. | 0 | 0 | 0 | 0 | 0 | 0 | 0 | 0 | 0 | 0 | 0 | 0
| SPS1 | CH | Fuel input for hydrogen production¦Gas¦Fossil gases¦SMR-ATR Reforming | PJ/yr. | 0 | 0 | 0 | 0 | 0 | 0 | 0 | 0 | 0 | 0 | 0 | 0
| SPS1 | CH | Fuel input for hydrogen production¦Gas¦Fossil gases¦SMR-ATR Reforming CCS | PJ/yr. | 0 | 0 | 0 | 0 | 0 | 0 | 0 | 0 | 0 | 0 | 0 | 0
| SPS1 | CH | Fuel input for hydrogen production¦Gas¦Synthetic gases | PJ/yr. | 0 | 0 | 0 | 0 | 0 | 0 | 0 | 0.001276 | 0.0012973 | 0.0020067 | 0.0020533 | 0.0042524
| SPS1 | CH | Fuel input for hydrogen production¦Gas¦Synthetic gases¦SMR-ATR Reforming | PJ/yr. | 0 | 0 | 0 | 0 | 0 | 0 | 0 | 0.001276 | 0.0012973 | 0.0020067 | 0.0020533 | 0.0042524
| SPS1 | CH | Fuel input for hydrogen production¦Gas¦Synthetic gases¦SMR-ATR Reforming CCS | PJ/yr. | 0 | 0 | 0 | 0 | 0 | 0 | 0 | 0 | 0 | 0 | 0 | 0
| SPS1 | CH | Fuel input for hydrogen production¦Wood | PJ/yr. | 0 | 0 | 0 | 0 | 0 | 0 | 0 | 0.01086 | 0.010374 | 0.014661 | 0.015168 | 0.052847
| SPS1 | CH | Fuel input for hydrogen production¦Wood¦Gasification | PJ/yr. | 0 | 0 | 0 | 0 | 0 | 0 | 0 | 0.01086 | 0.010374 | 0.014661 | 0.015168 | 0.052847
| SPS1 | CH | Fuel input for hydrogen production¦Wood¦Gasification CCS | PJ/yr. | 0 | 0 | 0 | 0 | 0 | 0 | 0 | 0 | 0 | 0 | 0 | 0
| SPS1 | CH | Efficiency for hydrogen production | % | bar: 2020 to 2070
| SPS1 | CH | Efficiency for hydrogen production¦Electricity¦PEM electrolysis small-medium scale | % | 68.5% | 69.4% | 70.75% | 73% | 75.25% | 77.5% | 79.75% | 82% | 82% | 82% | 82% | 82%
| SPS1 | CH | Efficiency for hydrogen production¦Electricity¦PEM electrolysis large scale | % | - | - | - | 73% | 75.25% | 77.5% | 79.75% | 82% | 82% | 82% | 82% | 82%
| SPS1 | CH | Efficiency for hydrogen production¦Electricity¦SOEC electrolysis | % | - | - | - | - | - | 87% | 88.47% | 90% | 90% | 90% | 90% | 90%
| SPS1 | CH | Efficiency for hydrogen production¦Gas¦SMR-ATR Reforming | % | - | - | - | - | - | - | - | 76% | 76% | 76% | 76% | 76%
| SPS1 | CH | Efficiency for hydrogen production¦Gas¦SMR-ATR Reforming CCS | % | bar: 2020 to 2070
| SPS1 | CH | Efficiency for hydrogen production¦Wood¦Gasification | % | - | - | - | - | - | - | - | 60% | 60% | 60% | 60% | 60%
| SPS1 | CH | Efficiency for hydrogen production¦Wood¦Gasification CCS | % | bar: 2020 to 2070
| SPS1 | CH | Biomethane production from biogas upgrade | PJ/yr. | 1.1765 | 3.1936 | 3.1752 | 3.1752 | 3.1752 | 3.1741 | 3.1741 | 3.1756 | 3.1755 | 3.1764 | 3.1764 | 3.1795
| SPS1 | CH | Fuel input for biogas upgrade to biomethane | PJ/yr. | 1.2891 | 3.4993 | 3.4791 | 3.4791 | 3.4791 | 3.4779 | 3.4779 | 3.4795 | 3.4794 | 3.4804 | 3.4804 | 3.4838
| SPS1 | CH | Efficiency for biomethane production from biogas upgrade | PJ/yr. | 91.27% | 91.27% | 91.27% | 91.27% | 91.27% | 91.27% | 91.27% | 91.27% | 91.27% | 91.27% | 91.27% | 91.27%
| SPS1 | SPS1 | Domestic wood to pellet production | PJ/yr. | 5.9797 | 6.9697 | 6.7841 | 7.1478 | 7.4302 | 7.8811 | 7.817 | 7.9409 | 7.9199 | 7.8968 | 7.8358 | 7.7147
| SPS1 | SPS1 | Domestic wood to pellet production¦Pellets | PJ/yr. | 5.9797 | 6.9697 | 6.7841 | 7.1478 | 7.4302 | 7.8811 | 7.817 | 7.9409 | 7.9199 | 7.8968 | 7.8358 | 7.7147
| SPS1 | SPS1 | Fuel input for wood to pellet production | PJ/yr. | 7.1186 | 8.2972 | 8.0763 | 8.5093 | 8.8455 | 9.3822 | 9.3059 | 9.4535 | 9.4284 | 9.4009 | 9.3283 | 9.1842
| SPS1 | SPS1 | Fuel input for wood to pellet production¦Wood | PJ/yr. | 7.1186 | 8.2972 | 8.0763 | 8.5093 | 8.8455 | 9.3822 | 9.3059 | 9.4535 | 9.4284 | 9.4009 | 9.3283 | 9.1842
| SPS1 | SPS1 | Efficiency for wood to pellet production | % | 84% | 84% | 84% | 84% | 84% | 84% | 84% | 84% | 84% | 84% | 84% | 84%
| SPS1 | CH | Domestic PtG and PtL production | PJ/yr. | 0 | 0 | 0 | 0 | 0 | 0 | 0 | 0 | 0 | 0 | 0 | 0
| SPS1 | CH | Domestic PtG and PtL production¦PtG | PJ/yr. | 0 | 0 | 0 | 0 | 0 | 0 | 0 | 0 | 0 | 0 | 0 | 0
| SPS1 | CH | Domestic PtG and PtL production¦PtG¦PtG gas | PJ/yr. | 0 | 0 | 0 | 0 | 0 | 0 | 0 | 0 | 0 | 0 | 0 | 0
| SPS1 | CH | Domestic PtG and PtL production¦PtL | PJ/yr. | 0 | 0 | 0 | 0 | 0 | 0 | 0 | 0 | 0 | 0 | 0 | 0
| SPS1 | CH | Domestic PtG and PtL production¦PtL¦PtL Diesel | PJ/yr. | 0 | 0 | 0 | 0 | 0 | 0 | 0 | 0 | 0 | 0 | 0 | 0
| SPS1 | CH | Domestic PtG and PtL production¦PtL¦PtL Gasoline | PJ/yr. | 0 | 0 | 0 | 0 | 0 | 0 | 0 | 0 | 0 | 0 | 0 | 0
| SPS1 | CH | Domestic PtG and PtL production¦PtL¦PtL Kerosene | PJ/yr. | 0 | 0 | 0 | 0 | 0 | 0 | 0 | 0 | 0 | 0 | 0 | 0
| SPS1 | CH | Fuel input for domestic PtG and PtL production | PJ/yr. | 0 | 0 | 0 | 0 | 0 | 0 | 0 | 0 | 0 | 0 | 0 | 0
| SPS1 | CH | Fuel input for domestic PtG and PtL production¦Hydrogen | PJ/yr. | 0 | 0 | 0 | 0 | 0 | 0 | 0 | 0 | 0 | 0 | 0 | 0
| SPS1 | CH | Fuel input for domestic PtG and PtL production¦Hydrogen¦PtG | PJ/yr. | 0 | 0 | 0 | 0 | 0 | 0 | 0 | 0 | 0 | 0 | 0 | 0
| SPS1 | CH | Fuel input for domestic PtG and PtL production¦Hydrogen¦PtG¦PtG gas | PJ/yr. | 0 | 0 | 0 | 0 | 0 | 0 | 0 | 0 | 0 | 0 | 0 | 0
| SPS1 | CH | Fuel input for domestic PtG and PtL production¦Hydrogen¦PtL | PJ/yr. | 0 | 0 | 0 | 0 | 0 | 0 | 0 | 0 | 0 | 0 | 0 | 0
| SPS1 | CH | Fuel input for domestic PtG and PtL production¦Hydrogen¦PtL¦PtL Diesel | PJ/yr. | 0 | 0 | 0 | 0 | 0 | 0 | 0 | 0 | 0 | 0 | 0 | 0
| SPS1 | CH | Fuel input for domestic PtG and PtL production¦Hydrogen¦PtL¦PtL Gasoline | PJ/yr. | 0 | 0 | 0 | 0 | 0 | 0 | 0 | 0 | 0 | 0 | 0 | 0
| SPS1 | CH | Fuel input for domestic PtG and PtL production¦Hydrogen¦PtL¦PtL Kerosene | PJ/yr. | 0 | 0 | 0 | 0 | 0 | 0 | 0 | 0 | 0 | 0 | 0 | 0
| SPS1 | CH | Efficiency for domestic PtG and PtL production | % | bar: 2020 to 2070
| SPS1 | CH | Efficiency for domestic PtG and PtL production¦Hydrogen¦PtG¦PtG gas | % | bar: 2020 to 2070
| SPS1 | CH | Efficiency for domestic PtG and PtL production¦Hydrogen¦PtL Diesel | % | bar: 2020 to 2070
| SPS1 | CH | Efficiency for domestic PtG and PtL production¦Hydrogen¦PtL Gasoline | % | bar: 2020 to 2070
| SPS1 | CH | Efficiency for domestic PtG and PtL production¦Hydrogen¦PtL Kerosene | % | bar: 2020 to 2070
| SPS1 | CH | CO2 input for domestic PtG and PtL production | Mt/yr. | 0 | 0 | 0 | 0 | 0 | 0 | 0 | 0 | 0 | 0 | 0 | 0
| SPS1 | CH | CO2 input for domestic PtG and PtL production¦CO2¦Total | Mt/yr. | 0 | 0 | 0 | 0 | 0 | 0 | 0 | 0 | 0 | 0 | 0 | 0
| SPS1 | CH | CO2 input for domestic PtG and PtL production¦CO2¦Biogenic source | Mt/yr. | 0 | 0 | 0 | 0 | 0 | 0 | 0 | 0 | 0 | 0 | 0 | 0
| SPS1 | CH | CO2 input for domestic PtG and PtL production¦CO2¦Fossil source | Mt/yr. | 0 | 0 | 0 | 0 | 0 | 0 | 0 | 0 | 0 | 0 | 0 | 0
| SPS1 | CH | CO2 input for domestic PtG and PtL production¦CO2¦Direct air capture source | Mt/yr. | 0 | 0 | 0 | 0 | 0 | 0 | 0 | 0 | 0 | 0 | 0 | 0
| SPS1 | CH | CO2 input for domestic PtG and PtL production¦CO2¦Total¦PtG | Mt/yr. | 0 | 0 | 0 | 0 | 0 | 0 | 0 | 0 | 0 | 0 | 0 | 0
| SPS1 | CH | CO2 input for domestic PtG and PtL production¦CO2¦Total¦PtG¦PtG gas | Mt/yr. | 0 | 0 | 0 | 0 | 0 | 0 | 0 | 0 | 0 | 0 | 0 | 0
| SPS1 | CH | CO2 input for domestic PtG and PtL production¦CO2¦Total¦PtL | Mt/yr. | 0 | 0 | 0 | 0 | 0 | 0 | 0 | 0 | 0 | 0 | 0 | 0
| SPS1 | CH | CO2 input for domestic PtG and PtL production¦CO2¦Total¦PtL¦PtL Diesel | Mt/yr. | 0 | 0 | 0 | 0 | 0 | 0 | 0 | 0 | 0 | 0 | 0 | 0
| SPS1 | CH | CO2 input for domestic PtG and PtL production¦CO2¦Total¦PtL¦PtL Gasoline | Mt/yr. | 0 | 0 | 0 | 0 | 0 | 0 | 0 | 0 | 0 | 0 | 0 | 0
| SPS1 | CH | CO2 input for domestic PtG and PtL production¦CO2¦Total¦PtL¦PtL Kerosene | Mt/yr. | 0 | 0 | 0 | 0 | 0 | 0 | 0 | 0 | 0 | 0 | 0 | 0
| SPS1 | CH | CO2 input for domestic PtG and PtL production¦CO2¦Biogenic source¦PtG | Mt/yr. | 0 | 0 | 0 | 0 | 0 | 0 | 0 | 0 | 0 | 0 | 0 | 0
| SPS1 | CH | CO2 input for domestic PtG and PtL production¦CO2¦Biogenic source¦PtG¦PtG gas | Mt/yr. | 0 | 0 | 0 | 0 | 0 | 0 | 0 | 0 | 0 | 0 | 0 | 0
| SPS1 | CH | CO2 input for domestic PtG and PtL production¦CO2¦Biogenic source¦PtL | Mt/yr. | 0 | 0 | 0 | 0 | 0 | 0 | 0 | 0 | 0 | 0 | 0 | 0
| SPS1 | CH | CO2 input for domestic PtG and PtL production¦CO2¦Biogenic source¦PtL¦PtL Diesel | Mt/yr. | 0 | 0 | 0 | 0 | 0 | 0 | 0 | 0 | 0 | 0 | 0 | 0
| SPS1 | CH | CO2 input for domestic PtG and PtL production¦CO2¦Biogenic source¦PtL¦PtL Gasoline | Mt/yr. | 0 | 0 | 0 | 0 | 0 | 0 | 0 | 0 | 0 | 0 | 0 | 0
| SPS1 | CH | CO2 input for domestic PtG and PtL production¦CO2¦Biogenic source¦PtL¦PtL Kerosene | Mt/yr. | 0 | 0 | 0 | 0 | 0 | 0 | 0 | 0 | 0 | 0 | 0 | 0
| SPS1 | CH | CO2 input for domestic PtG and PtL production¦CO2¦Fossil source¦PtG | Mt/yr. | 0 | 0 | 0 | 0 | 0 | 0 | 0 | 0 | 0 | 0 | 0 | 0
| SPS1 | CH | CO2 input for domestic PtG and PtL production¦CO2¦Fossil source¦PtG¦PtG gas | Mt/yr. | 0 | 0 | 0 | 0 | 0 | 0 | 0 | 0 | 0 | 0 | 0 | 0
| SPS1 | CH | CO2 input for domestic PtG and PtL production¦CO2¦Fossil source¦PtL | Mt/yr. | 0 | 0 | 0 | 0 | 0 | 0 | 0 | 0 | 0 | 0 | 0 | 0
| SPS1 | CH | CO2 input for domestic PtG and PtL production¦CO2¦Fossil source¦PtL¦PtL Diesel | Mt/yr. | 0 | 0 | 0 | 0 | 0 | 0 | 0 | 0 | 0 | 0 | 0 | 0
| SPS1 | CH | CO2 input for domestic PtG and PtL production¦CO2¦Fossil source¦PtL¦PtL Gasoline | Mt/yr. | 0 | 0 | 0 | 0 | 0 | 0 | 0 | 0 | 0 | 0 | 0 | 0
| SPS1 | CH | CO2 input for domestic PtG and PtL production¦CO2¦Fossil source¦PtL¦PtL Kerosene | Mt/yr. | 0 | 0 | 0 | 0 | 0 | 0 | 0 | 0 | 0 | 0 | 0 | 0
| SPS1 | CH | CO2 input for domestic PtG and PtL production¦CO2¦Direct air capture source source¦PtG | Mt/yr. | 0 | 0 | 0 | 0 | 0 | 0 | 0 | 0 | 0 | 0 | 0 | 0
| SPS1 | CH | CO2 input for domestic PtG and PtL production¦CO2¦Direct air capture source source¦PtG¦PtG gas | Mt/yr. | 0 | 0 | 0 | 0 | 0 | 0 | 0 | 0 | 0 | 0 | 0 | 0
| SPS1 | CH | CO2 input for domestic PtG and PtL production¦CO2¦Direct air capture source source¦PtL | Mt/yr. | 0 | 0 | 0 | 0 | 0 | 0 | 0 | 0 | 0 | 0 | 0 | 0
| SPS1 | CH | CO2 input for domestic PtG and PtL production¦CO2¦Direct air capture source source¦PtL¦PtL Diesel | Mt/yr. | 0 | 0 | 0 | 0 | 0 | 0 | 0 | 0 | 0 | 0 | 0 | 0
| SPS1 | CH | CO2 input for domestic PtG and PtL production¦CO2¦Direct air capture source source¦PtL¦PtL Gasoline | Mt/yr. | 0 | 0 | 0 | 0 | 0 | 0 | 0 | 0 | 0 | 0 | 0 | 0
| SPS1 | CH | CO2 input for domestic PtG and PtL production¦CO2¦Direct air capture source source¦PtL¦PtL Kerosene | Mt/yr. | 0 | 0 | 0 | 0 | 0 | 0 | 0 | 0 | 0 | 0 | 0 | 0
| SPS1 | CH | Fuel consumption in industry sectors | PJ/yr. | 142.2177 | 141.1319 | 142.8799 | 144.1481 | 145.4256 | 146.3497 | 146.552 | 146.9704 | 146.6922 | 149.7891 | 144.5243 | 144.159
| SPS1 | CH | Fuel consumption in industry sectors¦Electricity | PJ/yr. | 60.0701 | 62.5764 | 64.8952 | 67.3278 | 69.2952 | 70.2472 | 71.1314 | 72.0167 | 72.7117 | 74.7966 | 73.3241 | 73.4426
| SPS1 | CH | Fuel consumption in industry sectors¦Electricity¦Electric boiler | PJ/yr. | 11.647 | 12.259 | 12.2493 | 12.5256 | 12.8399 | 13.105 | 13.3451 | 13.585 | 13.5851 | 13.8188 | 13.8188 | 13.8188
| SPS1 | CH | Fuel consumption in industry sectors¦Electricity¦Heat pump electric | PJ/yr. | 0.3597 | 0.45107 | 1.1298 | 1.8161 | 2.5019 | 2.6453 | 2.5974 | 2.5511 | 2.5512 | 2.8381 | 2.8381 | 2.8383
| SPS1 | CH | Fuel consumption in industry sectors¦Electricity¦Other electric processes | PJ/yr. | 48.0634 | 49.8664 | 51.5161 | 52.9861 | 53.9534 | 54.4969 | 55.1889 | 55.8805 | 56.5755 | 58.1397 | 56.6672 | 56.7855
| SPS1 | CH | Fuel consumption in industry sectors¦Oil¦Total | PJ/yr. | 11.6278 | 10.3734 | 8.0046 | 6.5055 | 4.9573 | 3.3866 | 1.8167 | 0.25969 | 0.25965 | 0.25964 | 0.25017 | 0.24799
| SPS1 | CH | Fuel consumption in industry sectors¦Oil¦Total¦Light fuel boiler | PJ/yr. | 8.8978 | 8.1049 | 8.0015 | 6.5046 | 4.9559 | 3.3853 | 1.8153 | 0.25969 | 0.25965 | 0.25964 | 0.25017 | 0.24799
| SPS1 | CH | Fuel consumption in industry sectors¦Oil¦Total¦Heavy fuel boiler | PJ/yr. | 2.73 | 2.2685 | 0.0031823 | 0.00090053 | 0.0014094 | 0.0012719 | 0.0014421 | 0 | 0 | 0 | 0 | 0
| SPS1 | CH | Fuel consumption in industry sectors¦Oil¦Fossil liquids | PJ/yr. | 11.6278 | 10.3734 | 8.0045 | 6.505 | 4.9567 | 3.386 | 1.8161 | 0.25923 | 0.25919 | 0.25913 | 0.24965 | 0.24684
| SPS1 | CH | Fuel consumption in industry sectors¦Oil¦Fossil liquids¦Light fuel oil | PJ/yr. | 8.8978 | 8.1049 | 8.0013 | 6.5041 | 4.9553 | 3.3847 | 1.8147 | 0.25923 | 0.25919 | 0.25913 | 0.24965 | 0.24684
| SPS1 | CH | Fuel consumption in industry sectors¦Oil¦Fossil liquids¦Light fuel oil¦Light fuel oil boiler | PJ/yr. | 8.8978 | 8.1049 | 8.0013 | 6.5041 | 4.9553 | 3.3847 | 1.8147 | 0.25923 | 0.25919 | 0.25913 | 0.24965 | 0.24684
| SPS1 | CH | Fuel consumption in industry sectors¦Oil¦Fossil liquids¦Heavy fuel oil | PJ/yr. | 2.73 | 2.2685 | 0.0031823 | 0.00090053 | 0.0014094 | 0.0012719 | 0.0014421 | 0 | 0 | 0 | 0 | 0
| SPS1 | CH | Fuel consumption in industry sectors¦Oil¦Fossil liquids¦Heavy fuel oil¦Heavy fuel oil boiler | PJ/yr. | 2.73 | 2.2685 | 0.0031823 | 0.00090053 | 0.0014094 | 0.0012719 | 0.0014421 | 0 | 0 | 0 | 0 | 0
| SPS1 | CH | Fuel consumption in industry sectors¦Oil¦Synthetic liquids | PJ/yr. | 0 | 0 | 0.00011847 | 0.00054207 | 0.00055354 | 0.00061326 | 0.00060409 | 0.0004584 | 0.00045204 | 0.00050354 | 0.00051702 | 0.0011514
| SPS1 | CH | Fuel consumption in industry sectors¦Oil¦Synthetic liquids¦Light fuel oil boiler | PJ/yr. | 0 | 0 | 0.00011847 | 0.00054207 | 0.00055354 | 0.00061326 | 0.00060409 | 0.0004584 | 0.00045204 | 0.00050354 | 0.00051702 | 0.0011514
| SPS1 | CH | Fuel consumption in industry sectors¦Gas¦Total | PJ/yr. | 35.9891 | 30.6159 | 34.8197 | 31.2472 | 30.012 | 30.591 | 27.8987 | 25.4062 | 23.6881 | 21.4986 | 20.0654 | 18.5135
| SPS1 | CH | Fuel consumption in industry sectors¦Gas¦Total¦Gas boiler | PJ/yr. | 35.4499 | 29.9471 | 33.7518 | 28.9176 | 26.2309 | 23.2176 | 20.4613 | 17.9687 | 17.8883 | 15.3823 | 13.9491 | 12.3931
| SPS1 | CH | Fuel consumption in industry sectors¦Gas¦Total¦Heat pump gas | PJ/yr. | 0.10242 | 0.11671 | 0.1148 | 0.11275 | 0.11274 | 1.6624 | 1.6624 | 1.662 | 0 | 0 | 0 | 0
| SPS1 | CH | Fuel consumption in industry sectors¦Gas¦Total¦Biogas boiler | PJ/yr. | 0.53916 | 0.66877 | 1.0679 | 2.3296 | 3.7811 | 7.3734 | 7.4374 | 7.4374 | 5.7998 | 6.1163 | 6.1163 | 6.1204
| SPS1 | CH | Fuel consumption in industry sectors¦Gas¦Fossil gases | PJ/yr. | 35.2424 | 30.0637 | 31.1329 | 26.4452 | 23.772 | 22.184 | 19.4148 | 16.9204 | 15.1698 | 12.6856 | 11.27 | 9.7439
| SPS1 | CH | Fuel consumption in industry sectors¦Gas¦Fossil gases¦Gas boiler | PJ/yr. | 35.1409 | 29.947 | 31.0274 | 26.3425 | 23.6703 | 20.7018 | 17.956 | 15.4879 | 15.1698 | 12.6856 | 11.27 | 9.7439
| SPS1 | CH | Fuel consumption in industry sectors¦Gas¦Fossil gases¦Heat pump gas | PJ/yr. | 0.10153 | 0.11671 | 0.10553 | 0.10271 | 0.10173 | 1.4823 | 1.4588 | 1.4325 | 0 | 0 | 0 | 0
| SPS1 | CH | Fuel consumption in industry sectors¦Gas¦Synthetic gases | PJ/yr. | 0.74667 | 0.55218 | 3.6868 | 4.802 | 6.24 | 8.407 | 8.4838 | 8.4858 | 8.5182 | 8.813 | 8.7954 | 8.7696
| SPS1 | CH | Fuel consumption in industry sectors¦Gas¦Synthetic gases¦Gas boiler | PJ/yr. | 0.30905 | 0.00011355 | 2.7244 | 2.5751 | 2.5606 | 2.5159 | 2.5053 | 2.4809 | 2.7185 | 2.6968 | 2.6791 | 2.6492
| SPS1 | CH | Fuel consumption in industry sectors¦Gas¦Synthetic gases¦Heat pump gas | PJ/yr. | 0.00089292 | 4.4253e-07 | 0.0092663 | 0.01004 | 0.011005 | 0.18014 | 0.20354 | 0.22946 | 0 | 0 | 0 | 0
| SPS1 | CH | Fuel consumption in industry sectors¦Gas¦Synthetic gases¦Biogas boiler | PJ/yr. | 0.43673 | 0.55207 | 0.95313 | 2.2169 | 3.6684 | 5.711 | 5.775 | 5.7754 | 5.7998 | 6.1163 | 6.1163 | 6.1204
| SPS1 | CH | Fuel consumption in industry sectors¦Coal | PJ/yr. | 3.56 | 3.4647 | 2.9081 | 0.0013322 | 0.0015088 | 0.0013564 | 0.0017821 | 0.0044958 | 0.0026601 | 0.0040053 | 0.0022067 | 0.0038656
| SPS1 | CH | Fuel consumption in industry sectors¦Coal¦Coal boiler | PJ/yr. | 3.56 | 3.4647 | 2.9081 | 0.0013322 | 0.0015088 | 0.0013564 | 0.0017821 | 0.0044958 | 0.0026601 | 0.0040053 | 0.0022067 | 0.0038656
| SPS1 | CH | Fuel consumption in industry sectors¦Heat | PJ/yr. | 12.7287 | 13.6385 | 13.5231 | 17.0623 | 16.514 | 15.9826 | 18.7365 | 21.1049 | 21.9505 | 22.1787 | 21.7926 | 21.8533
| SPS1 | CH | Fuel consumption in industry sectors¦Heat¦On-site CHPs | PJ/yr. | 4.2952 | 5.8498 | 6.0774 | 8.5892 | 9.1934 | 8.2055 | 9.8964 | 11.915 | 12.8362 | 12.8449 | 12.8056 | 12.934
| SPS1 | CH | Fuel consumption in industry sectors¦Heat¦On-site CHPs¦Industrial CHPs oil | PJ/yr. | 0.92941 | 2.0722 | 0.028065 | 1.3014 | 0.83437 | 0.04185 | 0.045847 | 0.056703 | 0.060049 | 0.060808 | 0.06005 | 0.061129
| SPS1 | CH | Fuel consumption in industry sectors¦Heat¦On-site CHPs¦Industrial CHPs gas | PJ/yr. | 0.77107 | 0.1022 | 0.065568 | 0.70832 | 1.0466 | 0.18243 | 0.11554 | 0.068693 | 0.034131 | 0.037197 | 0.054374 | 0.091953
| SPS1 | CH | Fuel consumption in industry sectors¦Heat¦On-site CHPs¦Industrial CHPs gas (CCS) | PJ/yr. | 0 | 0 | 0 | 0 | 0 | 0 | 0 | 0 | 0 | 0 | 0 | 0
| SPS1 | CH | Fuel consumption in industry sectors¦Heat¦On-site CHPs¦Industrial CHPs fuel cells (gas reformer) | PJ/yr. | 0 | 0 | 0 | 0.00072745 | 0.00099648 | 0.0016505 | 0.0020591 | 0.0038421 | 0.0030942 | 0.0046666 | 0.0052346 | 0.0094738
| SPS1 | CH | Fuel consumption in industry sectors¦Heat¦On-site CHPs¦Industrial CHPs wastes | PJ/yr. | 1.9349 | 1.8588 | 2.5503 | 2.2433 | 1.9427 | 1.6589 | 1.378 | 1.0998 | 1.0998 | 1.0998 | 1.0998 | 1.0998
| SPS1 | CH | Fuel consumption in industry sectors¦Heat¦On-site CHPs¦Industrial CHPs wastes CCS | PJ/yr. | 0 | 0 | 0 | 0 | 0 | 0 | 0 | 0 | 0 | 0 | 0 | 0
| SPS1 | CH | Fuel consumption in industry sectors¦Heat¦On-site CHPs¦Industrial CHPs wood | PJ/yr. | 0.65988 | 1.8166 | 3.4334 | 4.3341 | 5.365 | 6.315 | 8.3498 | 10.6718 | 11.6273 | 11.6073 | 11.5491 | 11.6275
| SPS1 | CH | Fuel consumption in industry sectors¦Heat¦On-site CHPs¦Industrial CHPs wood (CCS) | PJ/yr. | 0 | 0 | 0 | 0 | 0 | 0 | 0 | 0 | 0 | 0 | 0 | 0
| SPS1 | CH | Fuel consumption in industry sectors¦Heat¦On-site CHPs¦Industrial CHPs fuel cells (hydrogen) | PJ/yr. | 0 | 0 | 0 | 0.001328 | 0.0037827 | 0.0056335 | 0.0051192 | 0.01413 | 0.011842 | 0.035182 | 0.036987 | 0.04414
| SPS1 | CH | Fuel consumption in industry sectors¦Heat¦District heating | PJ/yr. | 7.12 | 7.6289 | 7.393 | 7.8106 | 7.3347 | 7.8083 | 8.8815 | 9.2266 | 9.1451 | 9.3854 | 9.0428 | 8.9637
| SPS1 | CH | Fuel consumption in industry sectors¦Wood | PJ/yr. | 9.0019 | 10.6099 | 9.854 | 11.5553 | 12.5662 | 13.5793 | 14.3855 | 15.4819 | 15.3495 | 15.7765 | 13.7937 | 14.8134
| SPS1 | CH | Fuel consumption in industry sectors¦Wood¦Wood boiler | PJ/yr. | 9.0019 | 10.6099 | 9.854 | 11.5553 | 12.5662 | 13.5793 | 14.3855 | 15.4819 | 15.3495 | 15.7765 | 13.7937 | 14.8134
| SPS1 | CH | Fuel consumption in industry sectors¦Pellets | PJ/yr. | 0.62579 | 0.73757 | 0.73633 | 0.73427 | 0.7328 | 0.73076 | 0.72873 | 0.72673 | 0.72674 | 0.72677 | 0.72682 | 0.72702
| SPS1 | CH | Fuel consumption in industry sectors¦Pellets¦Pellet boiler | PJ/yr. | 0.62579 | 0.73757 | 0.73633 | 0.73427 | 0.7328 | 0.73076 | 0.72873 | 0.72673 | 0.72674 | 0.72677 | 0.72682 | 0.72702
| SPS1 | CH | Fuel consumption in industry sectors¦Wastes¦Total | PJ/yr. | 7.798 | 8.0802 | 5.6084 | 5.5457 | 5.483 | 5.4554 | 5.4277 | 5.4 | 5.4 | 5.4001 | 5.4 | 5.4003
| SPS1 | CH | Fuel consumption in industry sectors¦Wastes¦Total¦Wastes boiler | PJ/yr. | 7.798 | 8.0802 | 5.6084 | 5.5457 | 5.483 | 5.4554 | 5.4277 | 5.4 | 5.4 | 5.4001 | 5.4 | 5.4003
| SPS1 | CH | Fuel consumption in industry sectors¦Wastes¦Renewable¦Wastes boiler | PJ/yr. | 0 | 0 | 0 | 0 | 0 | 0 | 0 | 0 | 0 | 0 | 0 | 0
| SPS1 | CH | Fuel consumption in industry sectors¦Wastes¦Non Renewable¦Wastes boiler | PJ/yr. | 7.798 | 8.0802 | 5.6084 | 5.5457 | 5.483 | 5.4554 | 5.4277 | 5.4 | 5.4 | 5.4001 | 5.4 | 5.4003
| SPS1 | CH | Fuel consumption in industry sectors¦Solar | PJ/yr. | 0.067686 | 0.085502 | 0.0855 | 0.085495 | 0.085495 | 0.085494 | 0.085496 | 0.085497 | 0.085495 | 0.085513 | 0.085511 | 0.085557
| SPS1 | CH | Fuel consumption in industry sectors¦Solar¦Solar thermal | PJ/yr. | 0.067686 | 0.085502 | 0.0855 | 0.085495 | 0.085495 | 0.085494 | 0.085496 | 0.085497 | 0.085495 | 0.085513 | 0.085511 | 0.085557
| SPS1 | CH | Fuel consumption in industry sectors¦Hydrogen | PJ/yr. | 0 | 0 | 0 | 0.0032565 | 0.012538 | 0.019385 | 0.01857 | 0.11502 | 0.14861 | 0.33318 | 0.35426 | 0.34171
| SPS1 | CH | Fuel consumption in industry sectors¦Hydrogen¦Hydrogen boiler | PJ/yr. | 0 | 0 | 0 | 0.0032565 | 0.012538 | 0.019385 | 0.01857 | 0.11502 | 0.14861 | 0.33318 | 0.35426 | 0.34171
| SPS1 | CH | Fuel consumption in industry sectors¦Ambient heat | PJ/yr. | 0.74854 | 0.94974 | 2.445 | 4.0799 | 5.7654 | 6.2706 | 6.3209 | 6.3692 | 6.3693 | 8.7295 | 8.7295 | 8.7297
| SPS1 | CH | Fuel consumption in industry sectors¦Ambient heat¦Heat pump electric | PJ/yr. | 0.74854 | 0.94974 | 2.4204 | 4.0023 | 5.6672 | 6.1544 | 6.2024 | 6.2486 | 6.2487 | 6.9514 | 6.9515 | 6.9521
| SPS1 | CH | Fuel consumption in industry sectors¦Ambient heat¦Heat pump gas | PJ/yr. | 0 | 0 | 0.024595 | 0.07761 | 0.098235 | 0.11623 | 0.11856 | 0.1206 | 0.12058 | 1.7781 | 1.7781 | 1.7777
| SPS1 | CH | Process and space heating production in industry sectors | PJ/yr. | 72.7085 | 74.3529 | 76.1386 | 77.0452 | 77.5732 | 77.7455 | 77.7908 | 77.9034 | 77.2496 | 79.1897 | 76.4726 | 75.8671
| SPS1 | CH | Process and space heating production in industry sectors¦Electricity | PJ/yr. | 58.9856 | 61.6023 | 65.4014 | 69.3868 | 72.9849 | 74.3979 | 75.3083 | 76.2191 | 76.914 | 79.6667 | 78.1942 | 78.3142
| SPS1 | CH | Process and space heating production in industry sectors¦Electricity¦Electric boiler | PJ/yr. | 9.8139 | 10.3351 | 10.3351 | 10.5822 | 10.8621 | 11.1011 | 11.3194 | 11.538 | 11.5381 | 11.7366 | 11.7366 | 11.7366
| SPS1 | CH | Process and space heating production in industry sectors¦Electricity¦Heat pump electric | PJ/yr. | 1.1082 | 1.4008 | 3.5501 | 5.8185 | 8.1691 | 8.7997 | 8.7997 | 8.7998 | 8.7998 | 9.7895 | 9.7895 | 9.7904
| SPS1 | CH | Process and space heating production in industry sectors¦Electricity¦Other electric processes | PJ/yr. | 48.0634 | 49.8664 | 51.5161 | 52.9861 | 53.9536 | 54.4972 | 55.1892 | 55.8813 | 56.5761 | 58.1406 | 56.6681 | 56.7872
| SPS1 | CH | Process and space heating production in industry sectors¦Oil | PJ/yr. | 8.7635 | 7.8519 | 6.2482 | 5.0986 | 3.9007 | 2.6754 | 1.4409 | 0.20679 | 0.20676 | 0.20676 | 0.19921 | 0.19748
| SPS1 | CH | Process and space heating production in industry sectors¦Oil¦Light fuel boiler | PJ/yr. | 6.9177 | 6.3115 | 6.246 | 5.098 | 3.8997 | 2.6745 | 1.4399 | 0.20679 | 0.20676 | 0.20676 | 0.19921 | 0.19748
| SPS1 | CH | Process and space heating production in industry sectors¦Oil¦Heavy fuel boiler | PJ/yr. | 1.8458 | 1.5404 | 0.0021749 | 0.00062204 | 0.00098382 | 0.00089718 | 0.0010278 | 0 | 0 | 0 | 0 | 0
| SPS1 | CH | Process and space heating production in industry sectors¦Gas | PJ/yr. | 28.9303 | 24.6152 | 28.03 | 25.1438 | 24.0788 | 24.4142 | 22.2875 | 20.3699 | 18.9775 | 19.1725 | 18.0209 | 16.7435
| SPS1 | CH | Process and space heating production in industry sectors¦Gas¦Gas boiler | PJ/yr. | 28.6198 | 24.2227 | 27.3 | 23.4058 | 21.27 | 20.1207 | 17.9221 | 15.9782 | 14.5684 | 11.3283 | 10.1767 | 8.8971
| SPS1 | CH | Process and space heating production in industry sectors¦Gas¦Heat pump gas | PJ/yr. | 0 | 0 | 0.052372 | 0.16176 | 0.20066 | 0.23294 | 0.23336 | 0.23335 | 0.23332 | 3.4405 | 3.4404 | 3.4397
| SPS1 | CH | Process and space heating production in industry sectors¦Gas¦Biogas boiler | PJ/yr. | 0.31052 | 0.39252 | 0.67768 | 1.5762 | 2.6082 | 4.0605 | 4.132 | 4.1583 | 4.1758 | 4.4037 | 4.4038 | 4.4067
| SPS1 | CH | Process and space heating production in industry sectors¦Coal | PJ/yr. | 2.3674 | 2.3075 | 1.9412 | 0.0008926 | 0.0010147 | 0.00091554 | 0.0012074 | 0.0030572 | 0.0018089 | 0.0027236 | 0.0015005 | 0.0026286
| SPS1 | CH | Process and space heating production in industry sectors¦Coal¦Coal boiler | PJ/yr. | 2.3674 | 2.3075 | 1.9412 | 0.0008926 | 0.0010147 | 0.00091554 | 0.0012074 | 0.0030572 | 0.0018089 | 0.0027236 | 0.0015005 | 0.0026286
| SPS1 | CH | Process and space heating production in industry sectors¦Heat | PJ/yr. | 11.7674 | 12.6354 | 12.5687 | 15.9426 | 15.5121 | 15.093 | 17.7471 | 20.0506 | 20.8539 | 21.0708 | 20.7039 | 20.7623
| SPS1 | CH | Process and space heating production in industry sectors¦Heat¦On-site CHPs | PJ/yr. | 5.1851 | 5.5676 | 5.6975 | 8.6446 | 8.6224 | 7.7199 | 9.3351 | 11.2853 | 12.1661 | 12.1547 | 12.1132 | 12.2467
| SPS1 | CH | Process and space heating production in industry sectors¦Heat¦On-site CHPs¦Industrial CHPs oil | PJ/yr. | 1.122 | 1.9722 | 0.026311 | 1.3098 | 0.78254 | 0.039373 | 0.043247 | 0.053707 | 0.056914 | 0.05754 | 0.056803 | 0.057881
| SPS1 | CH | Process and space heating production in industry sectors¦Heat¦On-site CHPs¦Industrial CHPs gas | PJ/yr. | 0.93081 | 0.097267 | 0.06147 | 0.71289 | 0.98161 | 0.17163 | 0.10899 | 0.065063 | 0.032349 | 0.035198 | 0.051434 | 0.087067
| SPS1 | CH | Process and space heating production in industry sectors¦Heat¦On-site CHPs¦Industrial CHPs gas (CCS) | PJ/yr. | 0 | 0 | 0 | 0 | 0 | 0 | 0 | 0 | 0 | 0 | 0 | 0
| SPS1 | CH | Process and space heating production in industry sectors¦Heat¦On-site CHPs¦Industrial CHPs fuel cells (gas reformer) | PJ/yr. | 0 | 0 | 0 | 0.00073214 | 0.00093458 | 0.0015528 | 0.0019423 | 0.0036391 | 0.0029327 | 0.0044158 | 0.0049516 | 0.0089704
| SPS1 | CH | Process and space heating production in industry sectors¦Heat¦On-site CHPs¦Industrial CHPs wastes | PJ/yr. | 2.3357 | 1.7691 | 2.3909 | 2.2578 | 1.822 | 1.5607 | 1.2998 | 1.0417 | 1.0424 | 1.0407 | 1.0403 | 1.0414
| SPS1 | CH | Process and space heating production in industry sectors¦Heat¦On-site CHPs¦Industrial CHPs wastes CCS | PJ/yr. | 0 | 0 | 0 | 0 | 0 | 0 | 0 | 0 | 0 | 0 | 0 | 0
| SPS1 | CH | Process and space heating production in industry sectors¦Heat¦On-site CHPs¦Industrial CHPs wood | PJ/yr. | 0.79659 | 1.729 | 3.2188 | 4.362 | 5.0317 | 5.9413 | 7.8762 | 10.1079 | 11.0203 | 10.9835 | 10.9247 | 11.0097
| SPS1 | CH | Process and space heating production in industry sectors¦Heat¦On-site CHPs¦Industrial CHPs wood (CCS) | PJ/yr. | 0 | 0 | 0 | 0 | 0 | 0 | 0 | 0 | 0 | 0 | 0 | 0
| SPS1 | CH | Process and space heating production in industry sectors¦Heat¦On-site CHPs¦Industrial CHPs fuel cells (hydrogen) | PJ/yr. | 0 | 0 | 0 | 0.0013366 | 0.0035478 | 0.0053001 | 0.0048288 | 0.013383 | 0.011224 | 0.033292 | 0.034987 | 0.041794
| SPS1 | CH | Process and space heating production in industry sectors¦Heat¦District heating | PJ/yr. | 6.5823 | 7.0679 | 6.8713 | 7.2981 | 6.8897 | 7.3732 | 8.412 | 8.7653 | 8.6878 | 8.9161 | 8.5907 | 8.5155
| SPS1 | CH | Process and space heating production in industry sectors¦Wood | PJ/yr. | 5.3111 | 6.2669 | 5.8303 | 6.8562 | 7.4769 | 8.1023 | 8.6073 | 9.2891 | 9.2097 | 9.4659 | 8.2762 | 8.8881
| SPS1 | CH | Process and space heating production in industry sectors¦Wood¦Wood boiler | PJ/yr. | 5.3111 | 6.2669 | 5.8303 | 6.8562 | 7.4769 | 8.1023 | 8.6073 | 9.2891 | 9.2097 | 9.4659 | 8.2762 | 8.8881
| SPS1 | CH | Process and space heating production in industry sectors¦Pellets | PJ/yr. | 0.46152 | 0.54458 | 0.54458 | 0.54458 | 0.54502 | 0.54502 | 0.54503 | 0.54505 | 0.54505 | 0.54508 | 0.54512 | 0.54527
| SPS1 | CH | Process and space heating production in industry sectors¦Pellets¦Pellet boiler | PJ/yr. | 0.46152 | 0.54458 | 0.54458 | 0.54458 | 0.54502 | 0.54502 | 0.54503 | 0.54505 | 0.54505 | 0.54508 | 0.54512 | 0.54527
| SPS1 | CH | Process and space heating production in industry sectors¦Wastes | PJ/yr. | 4.1174 | 4.2664 | 2.9612 | 2.9281 | 2.895 | 2.8805 | 2.9093 | 2.9376 | 2.9376 | 2.9377 | 2.9376 | 2.9378
| SPS1 | CH | Process and space heating production in industry sectors¦Wastes¦Wastes boiler | PJ/yr. | 4.1174 | 4.2664 | 2.9612 | 2.9281 | 2.895 | 2.8805 | 2.9093 | 2.9376 | 2.9376 | 2.9377 | 2.9376 | 2.9378
| SPS1 | CH | Process and space heating production in industry sectors¦Solar | PJ/yr. | 0.067686 | 0.085502 | 0.0855 | 0.085495 | 0.085495 | 0.085494 | 0.085496 | 0.085497 | 0.085495 | 0.085513 | 0.085511 | 0.085557
| SPS1 | CH | Process and space heating production in industry sectors¦Solar¦Solar thermal | PJ/yr. | 0.067686 | 0.085502 | 0.0855 | 0.085495 | 0.085495 | 0.085494 | 0.085496 | 0.085497 | 0.085495 | 0.085513 | 0.085511 | 0.085557
| SPS1 | CH | Process and space heating production in industry sectors¦Hydrogen | PJ/yr. | 0 | 0 | 0 | 0.00053646 | 0.003131 | 0.0040376 | 0.0040727 | 0.033776 | 0.049911 | 0.13256 | 0.13256 | 0.13325
| SPS1 | CH | Process and space heating production in industry sectors¦Hydrogen¦Hydrogen boiler | PJ/yr. | 0 | 0 | 0 | 0.00053646 | 0.003131 | 0.0040376 | 0.0040727 | 0.033776 | 0.049911 | 0.13256 | 0.13256 | 0.13325
| SPS1 | CH | Process and space heating production in industry sectors¦Energy savings | PJ/yr. | 0 | 4.8942 | 4.8942 | 4.8944 | 4.8951 | 4.8956 | 4.8956 | 4.896 | 4.8958 | 4.8962 | 4.896 | 4.8978
| SPS1 | CH | Process and space heating production in industry sectors¦Energy savings¦Measures in electric specific uses | PJ/yr. | 0 | 0.8506 | 0.8506 | 0.85076 | 0.85141 | 0.8517 | 0.85171 | 0.85178 | 0.85179 | 0.85204 | 0.85212 | 0.8534
| SPS1 | CH | Process and space heating production in industry sectors¦Energy savings¦Measuers in process and space heating | PJ/yr. | 0 | 4.0436 | 4.0436 | 4.0436 | 4.0437 | 4.0439 | 4.0439 | 4.0442 | 4.044 | 4.0441 | 4.0439 | 4.0444
| SPS1 | CH | Efficiency in industry sectors | % | bar: 2020 to 2070
| SPS1 | CH | Efficiency in industry sectors¦Electricity¦Electric boiler | % | 84.26% | 84.31% | 84.37% | 84.49% | 84.6% | 84.71% | 84.82% | 84.93% | 84.93% | 84.93% | 84.93% | 84.93%
| SPS1 | CH | Efficiency in industry sectors¦Electricity¦Heat pump electric | % | 308.1% | 310.6% | 314.2% | 320.4% | 326.5% | 332.7% | 338.8% | 344.9% | 344.9% | 344.9% | 344.9% | 344.9%
| SPS1 | CH | Efficiency in industry sectors¦Electricity¦Other electric processes | % | 100% | 100% | 100% | 100% | 100% | 100% | 100% | 100% | 100% | 100% | 100% | 100%
| SPS1 | CH | Efficiency in industry sectors¦Oil¦Light fuel boiler | % | 77.75% | 77.87% | 78.06% | 78.38% | 78.69% | 79% | 79.32% | 79.63% | 79.63% | 79.63% | 79.63% | 79.63%
| SPS1 | CH | Efficiency in industry sectors¦Oil¦Heavy fuel boiler | % | 67.61% | 67.9% | 68.34% | 69.08% | 69.81% | 70.54% | 71.27% | - | - | - | - | -
| SPS1 | CH | Efficiency in industry sectors¦Gas¦Gas boiler | % | 80.73% | 80.88% | 80.88% | 80.94% | 81.09% | 86.66% | 87.59% | 88.92% | 81.44% | 73.65% | 72.96% | 71.79%
| SPS1 | CH | Efficiency in industry sectors¦Gas¦Heat pump gas | % | 0% | 0% | 45.62% | 143.5% | 178% | 14.01% | 14.04% | 14.04% | - | - | - | -
| SPS1 | CH | Efficiency in industry sectors¦Gas¦Biogas boiler | % | 57.59% | 58.69% | 63.46% | 67.66% | 68.98% | 55.07% | 55.56% | 55.91% | 72% | 72% | 72% | 72%
| SPS1 | CH | Efficiency in industry sectors¦Coal¦Coal boiler | % | 66.5% | 66.6% | 66.75% | 67% | 67.25% | 67.5% | 67.75% | 68% | 68% | 68% | 68% | 68%
| SPS1 | CH | Efficiency in industry sectors¦Heat¦On-site CHPs¦Industrial CHPs oil | % | 120.7% | 95.18% | 93.75% | 100.6% | 93.79% | 94.08% | 94.33% | 94.72% | 94.78% | 94.63% | 94.59% | 94.69%
| SPS1 | CH | Efficiency in industry sectors¦Heat¦On-site CHPs¦Industrial CHPs gas | % | 120.7% | 95.18% | 93.75% | 100.6% | 93.79% | 94.08% | 94.33% | 94.72% | 94.78% | 94.63% | 94.59% | 94.69%
| SPS1 | CH | Efficiency in industry sectors¦Heat¦On-site CHPs¦Industrial CHPs gas (CCS) | % | bar: 2020 to 2070
| SPS1 | CH | Efficiency in industry sectors¦Heat¦On-site CHPs¦Industrial CHPs fuel cells (gas reformer) | % | - | - | - | 100.6% | 93.79% | 94.08% | 94.33% | 94.72% | 94.78% | 94.63% | 94.59% | 94.69%
| SPS1 | CH | Efficiency in industry sectors¦Heat¦On-site CHPs¦Industrial CHPs wastes | % | 120.7% | 95.18% | 93.75% | 100.6% | 93.79% | 94.08% | 94.33% | 94.72% | 94.78% | 94.63% | 94.59% | 94.69%
| SPS1 | CH | Efficiency in industry sectors¦Heat¦On-site CHPs¦Industrial CHPs wastes CCS | % | bar: 2020 to 2070
| SPS1 | CH | Efficiency in industry sectors¦Heat¦On-site CHPs¦Industrial CHPs wood | % | 120.7% | 95.18% | 93.75% | 100.6% | 93.79% | 94.08% | 94.33% | 94.72% | 94.78% | 94.63% | 94.59% | 94.69%
| SPS1 | CH | Efficiency in industry sectors¦Heat¦On-site CHPs¦Industrial CHPs wood (CCS) | % | bar: 2020 to 2070
| SPS1 | CH | Efficiency in industry sectors¦Heat¦On-site CHPs¦Industrial CHPs fuel cells (hydrogen) | % | - | - | - | 100.6% | 93.79% | 94.08% | 94.33% | 94.72% | 94.78% | 94.63% | 94.59% | 94.69%
| SPS1 | CH | Efficiency in industry sectors¦Heat¦District heating | % | 92.45% | 92.65% | 92.94% | 93.44% | 93.93% | 94.43% | 94.71% | 95% | 95% | 95% | 95% | 95%
| SPS1 | CH | Efficiency in industry sectors¦Wood¦Wood boiler | % | 59% | 59.07% | 59.17% | 59.33% | 59.5% | 59.67% | 59.83% | 60% | 60% | 60% | 60% | 60%
| SPS1 | CH | Efficiency in industry sectors¦Pellets¦Pellet boiler | % | 73.75% | 73.83% | 73.96% | 74.17% | 74.38% | 74.58% | 74.79% | 75% | 75% | 75% | 75% | 75%
| SPS1 | CH | Efficiency in industry sectors¦Wastes¦Wastes boiler | % | 52.8% | 52.8% | 52.8% | 52.8% | 52.8% | 52.8% | 53.6% | 54.4% | 54.4% | 54.4% | 54.4% | 54.4%
| SPS1 | CH | Efficiency in industry sectors¦Solar¦Solar thermal | % | 100% | 100% | 100% | 100% | 100% | 100% | 100% | 100% | 100% | 100% | 100% | 100%
| SPS1 | CH | Efficiency in industry sectors¦Hydrogen¦Hydrogen boiler | % | - | - | - | 16.47% | 24.97% | 20.83% | 21.93% | 29.36% | 33.59% | 39.79% | 37.42% | 39%
| SPS1 | CH | Fuel consumption in Services sectors | PJ/yr. | 140.1012 | 139.6673 | 141.5939 | 139.706 | 135.8177 | 132.4913 | 128.1304 | 123.5277 | 122.8886 | 122.1471 | 121.3587 | 119.2567
| SPS1 | CH | Fuel consumption in Services sectors¦Electricity | PJ/yr. | 60.95 | 60.5283 | 65.4486 | 65.7204 | 65.6631 | 65.7767 | 65.0208 | 64.3037 | 65.4752 | 66.4532 | 67.4113 | 68.3155
| SPS1 | CH | Fuel consumption in Services sectors¦Electricity¦Electric boiler | PJ/yr. | 2.6236 | 0.40121 | 2.4477 | 2.1208 | 1.7718 | 1.4452 | 1.1349 | 0.85284 | 0.83239 | 0.81292 | 0.79529 | 0.76021
| SPS1 | CH | Fuel consumption in Services sectors¦Electricity¦Heat pump electric | PJ/yr. | 1.3316 | 1.4252 | 1.4626 | 1.5294 | 1.5986 | 1.6731 | 1.75 | 1.8375 | 1.9818 | 2.1243 | 2.2901 | 2.455
| SPS1 | CH | Fuel consumption in Services sectors¦Electricity¦Other electric appliances | PJ/yr. | 56.9948 | 58.7019 | 61.5383 | 62.0702 | 62.2928 | 62.6584 | 62.1359 | 61.6134 | 62.661 | 63.5159 | 64.326 | 65.1003
| SPS1 | CH | Fuel consumption in Services sectors¦Oil¦Total | PJ/yr. | 30.2566 | 26.8513 | 25.2383 | 21.6874 | 17.0254 | 14.401 | 13.4056 | 10.3462 | 8.634 | 7.0335 | 4.133 | 1.4208
| SPS1 | CH | Fuel consumption in Services sectors¦Oil¦Total¦Light fuel boiler | PJ/yr. | 30.2566 | 26.8513 | 25.2383 | 21.6874 | 17.0254 | 14.401 | 13.4056 | 10.3462 | 8.634 | 7.0335 | 4.133 | 1.4208
| SPS1 | CH | Fuel consumption in Services sectors¦Oil¦Fossil liquids | PJ/yr. | 30.2566 | 26.8513 | 25.2382 | 21.6872 | 17.0249 | 14.4008 | 13.4054 | 10.3457 | 8.6338 | 7.033 | 4.1327 | 1.4201
| SPS1 | CH | Fuel consumption in Services sectors¦Oil¦Fossil liquids¦Light fuel oil | PJ/yr. | 30.2566 | 26.8513 | 25.2382 | 21.6872 | 17.0249 | 14.4008 | 13.4054 | 10.3457 | 8.6338 | 7.033 | 4.1327 | 1.4201
| SPS1 | CH | Fuel consumption in Services sectors¦Oil¦Fossil liquids¦Light fuel oil¦Light fuel oil boiler | PJ/yr. | 30.2566 | 26.8513 | 25.2382 | 21.6872 | 17.0249 | 14.4008 | 13.4054 | 10.3457 | 8.6338 | 7.033 | 4.1327 | 1.4201
| SPS1 | CH | Fuel consumption in Services sectors¦Oil¦Synthetic liquids | PJ/yr. | 0 | 0 | 8.8504e-05 | 0.00020733 | 0.00044046 | 0.00021686 | 0.00020985 | 0.00045394 | 0.00021802 | 0.00044988 | 0.00034116 | 0.00077254
| SPS1 | CH | Fuel consumption in Services sectors¦Oil¦Synthetic liquids¦Light fuel oil boiler | PJ/yr. | 0 | 0 | 8.8504e-05 | 0.00020733 | 0.00044046 | 0.00021686 | 0.00020985 | 0.00045394 | 0.00021802 | 0.00044988 | 0.00034116 | 0.00077254
| SPS1 | CH | Fuel consumption in Services sectors¦Gas¦Total | PJ/yr. | 26.951 | 28.287 | 27.1541 | 28.0697 | 28.5433 | 28.8561 | 27.2351 | 25.9048 | 25.5401 | 24.9552 | 25.4144 | 24.6055
| SPS1 | CH | Fuel consumption in Services sectors¦Gas¦Total¦Gas boiler | PJ/yr. | 25.5487 | 26.7498 | 25.5332 | 26.4496 | 26.7639 | 26.9382 | 25.2074 | 23.534 | 22.9747 | 22.3783 | 21.8835 | 20.8818
| SPS1 | CH | Fuel consumption in Services sectors¦Gas¦Total¦Heat pump gas | PJ/yr. | 0 | 0 | 0.0010336 | 0.00099598 | 0.0042486 | 0.0064291 | 0.012881 | 0.010433 | 0.0074637 | 0.025734 | 0.025088 | 0.047096
| SPS1 | CH | Fuel consumption in Services sectors¦Gas¦Total¦Biogas boiler | PJ/yr. | 1.4023 | 1.5372 | 1.6199 | 1.6191 | 1.7752 | 1.9114 | 2.0149 | 2.3603 | 2.5579 | 2.5511 | 3.5058 | 3.6767
| SPS1 | CH | Fuel consumption in Services sectors¦Gas¦Fossil gases | PJ/yr. | 25.2627 | 23.7762 | 25.5116 | 26.449 | 26.7634 | 26.9377 | 25.2069 | 23.5335 | 22.9741 | 22.3778 | 21.8829 | 20.8808
| SPS1 | CH | Fuel consumption in Services sectors¦Gas¦Fossil gases¦Gas boiler | PJ/yr. | 25.2627 | 23.7762 | 25.5106 | 26.448 | 26.7591 | 26.9313 | 25.194 | 23.523 | 22.9667 | 22.3521 | 21.8579 | 20.8339
| SPS1 | CH | Fuel consumption in Services sectors¦Gas¦Fossil gases¦Heat pump gas | PJ/yr. | 0 | 0 | 0.0010326 | 0.00099592 | 0.0042479 | 0.0064274 | 0.012874 | 0.010428 | 0.0074611 | 0.025704 | 0.025059 | 0.046988
| SPS1 | CH | Fuel consumption in Services sectors¦Gas¦Synthetic gases | PJ/yr. | 1.6882 | 4.5108 | 1.6415 | 1.6197 | 1.7757 | 1.912 | 2.0154 | 2.3609 | 2.5585 | 2.5517 | 3.5064 | 3.6776
| SPS1 | CH | Fuel consumption in Services sectors¦Gas¦Synthetic gases¦Gas boiler | PJ/yr. | 0.28595 | 2.9735 | 0.021611 | 0.00057951 | 0.00050951 | 0.00052161 | 0.00051615 | 0.00056838 | 0.00056101 | 0.00057363 | 0.00056508 | 0.00090269
| SPS1 | CH | Fuel consumption in Services sectors¦Gas¦Synthetic gases¦Heat pump gas | PJ/yr. | 0 | 0 | 8.7478e-07 | 2.1822e-08 | 8.0882e-08 | 1.2449e-07 | 2.6376e-07 | 2.5196e-07 | 1.8225e-07 | 6.5966e-07 | 6.4782e-07 | 2.0359e-06
| SPS1 | CH | Fuel consumption in Services sectors¦Gas¦Synthetic gases¦Biogas boiler | PJ/yr. | 1.4023 | 1.5372 | 1.6199 | 1.6191 | 1.7752 | 1.9114 | 2.0149 | 2.3603 | 2.5579 | 2.5511 | 3.5058 | 3.6767
| SPS1 | CH | Fuel consumption in Services sectors¦Heat | PJ/yr. | 7.7269 | 8.3697 | 8.1259 | 9.9146 | 12.1127 | 12.1642 | 12.1613 | 13.5284 | 13.4834 | 13.4956 | 13.7469 | 13.969
| SPS1 | CH | Fuel consumption in Services sectors¦Heat¦On-site CHPs | PJ/yr. | 2.1169 | 2.293 | 2.0492 | 3.8379 | 6.036 | 6.0875 | 6.0845 | 4.4937 | 4.4487 | 4.4608 | 4.7121 | 4.9343
| SPS1 | CH | Fuel consumption in Services sectors¦Heat¦On-site CHPs¦Services sectors CHPs (bio)gas | PJ/yr. | 1.4243 | 1.5543 | 1.4198 | 1.1736 | 1.0346 | 0.91507 | 0.92518 | 0.91384 | 0.90465 | 0.88184 | 0.88044 | 0.8935
| SPS1 | CH | Fuel consumption in Services sectors¦Heat¦On-site CHPs¦Services sectors CHPs gas | PJ/yr. | 0.69261 | 0.73875 | 0.62944 | 2.6573 | 4.9937 | 5.1656 | 5.151 | 3.564 | 3.5295 | 3.5524 | 3.8093 | 3.9944
| SPS1 | CH | Fuel consumption in Services sectors¦Heat¦On-site CHPs¦Services sectors CHPs fuel cells (gas reformer) | PJ/yr. | 0 | 0 | 0 | 0.00041403 | 0.0013335 | 0.0013137 | 0.0010023 | 0.0021523 | 0.0021328 | 0.0044614 | 0.0034266 | 0.007804
| SPS1 | CH | Fuel consumption in Services sectors¦Heat¦On-site CHPs¦Services sectors CHPs wood | PJ/yr. | 0 | 0 | 0 | 0.0056626 | 0.0043303 | 0.003408 | 0.0050677 | 0.0080337 | 0.0071677 | 0.0092709 | 0.0092287 | 0.020032
| SPS1 | CH | Fuel consumption in Services sectors¦Heat¦On-site CHPs¦Services sectors CHPs fuel cells (hydrogen) | PJ/yr. | 0 | 0 | 0 | 0.00088743 | 0.0020011 | 0.0020481 | 0.0023285 | 0.0057058 | 0.0052473 | 0.012811 | 0.0096791 | 0.018489
| SPS1 | CH | Fuel consumption in Services sectors¦Heat¦District heating | PJ/yr. | 5.61 | 6.0767 | 6.0767 | 6.0767 | 6.0767 | 6.0767 | 6.0767 | 9.0347 | 9.0347 | 9.0348 | 9.0348 | 9.0348
| SPS1 | CH | Fuel consumption in Services sectors¦Wood | PJ/yr. | 8.5744 | 9.3511 | 9.2554 | 7.4211 | 5.1038 | 3.2172 | 1.9996 | 0.64206 | 0.62243 | 0.60787 | 0.59474 | 0.5689
| SPS1 | CH | Fuel consumption in Services sectors¦Wood¦Wood boiler | PJ/yr. | 8.5744 | 9.3511 | 9.2554 | 7.4211 | 5.1038 | 3.2172 | 1.9996 | 0.64206 | 0.62243 | 0.60787 | 0.59474 | 0.5689
| SPS1 | CH | Fuel consumption in Services sectors¦Pellets | PJ/yr. | 2.0856 | 2.4001 | 2.3203 | 2.5333 | 2.6822 | 3.0342 | 2.8918 | 2.9539 | 2.8831 | 2.8157 | 2.7546 | 2.633
| SPS1 | CH | Fuel consumption in Services sectors¦Pellets¦Pellet boiler | PJ/yr. | 2.0856 | 2.4001 | 2.3203 | 2.5333 | 2.6822 | 3.0342 | 2.8918 | 2.9539 | 2.8831 | 2.8157 | 2.7546 | 2.633
| SPS1 | CH | Fuel consumption in Services sectors¦Solar | PJ/yr. | 0.627 | 0.68734 | 0.68718 | 0.68734 | 0.68723 | 0.6873 | 0.68729 | 0.68704 | 0.68732 | 0.68711 | 0.68728 | 0.6872
| SPS1 | CH | Fuel consumption in Services sectors¦Solar¦Solar thermal | PJ/yr. | 0.627 | 0.68734 | 0.68718 | 0.68734 | 0.68723 | 0.6873 | 0.68729 | 0.68704 | 0.68732 | 0.68711 | 0.68728 | 0.6872
| SPS1 | CH | Fuel consumption in Services sectors¦Hydrogen | PJ/yr. | 0 | 0 | 0 | 0.0016734 | 0.0036465 | 0.0045583 | 0.0038929 | 0.016653 | 0.014126 | 0.15092 | 0.2043 | 0.18245
| SPS1 | CH | Fuel consumption in Services sectors¦Hydrogen¦From gas grid (mixed with methane) | PJ/yr. | 0 | 0 | 0 | 0 | 0 | 0 | 0 | 0 | 0 | 0 | 0 | 0
| SPS1 | CH | Fuel consumption in Services sectors¦Hydrogen¦From hydrogen grid | PJ/yr. | 0 | 0 | 0 | 0.0016734 | 0.0036465 | 0.0045583 | 0.0038929 | 0.016653 | 0.014126 | 0.15092 | 0.2043 | 0.18245
| SPS1 | CH | Fuel consumption in Services sectors¦Hydrogen¦From hydrogen grid¦Hydrogen boiler | PJ/yr. | 0 | 0 | 0 | 0.0016734 | 0.0036465 | 0.0045583 | 0.0038929 | 0.016653 | 0.014126 | 0.15092 | 0.2043 | 0.18245
| SPS1 | CH | Fuel consumption in Services sectors¦Ambient heat | PJ/yr. | 2.9296 | 3.1925 | 3.364 | 3.6705 | 3.9964 | 4.3501 | 4.725 | 5.145 | 5.5489 | 5.9481 | 6.4122 | 6.8741
| SPS1 | CH | Fuel consumption in Services sectors¦Ambient heat¦Heat pump electric | PJ/yr. | 2.9296 | 3.1925 | 3.364 | 3.6705 | 3.9964 | 4.3501 | 4.725 | 5.145 | 5.5489 | 5.9481 | 6.4122 | 6.8741
| SPS1 | CH | Fuel consumption in Services sectors¦Ambient heat¦Heat pump gas | PJ/yr. | 0 | 0 | 0.0010129 | 0.0010358 | 0.0046735 | 0.0074577 | 0.015715 | 0.013354 | 0.0095536 | 0.03294 | 0.032113 | 0.060283
| SPS1 | CH | Space water and process heat production in Services sectors | PJ/yr. | 73.2384 | 78.5741 | 77.9374 | 76.6924 | 74.0611 | 71.3642 | 68.1504 | 64.9927 | 63.6003 | 62.3073 | 61.0894 | 58.7133
| SPS1 | CH | Space water and process heat production in Services sectors¦Electricity | PJ/yr. | 63.6501 | 63.6867 | 68.6137 | 69.2318 | 69.5377 | 70.0365 | 69.682 | 69.4061 | 70.9825 | 72.3606 | 73.7837 | 75.1516
| SPS1 | CH | Space water and process heat production in Services sectors¦Electricity¦Electric boiler | PJ/yr. | 2.3941 | 0.3671 | 2.2489 | 1.9618 | 1.65 | 1.3549 | 1.071 | 0.8102 | 0.79077 | 0.77228 | 0.75553 | 0.7222
| SPS1 | CH | Space water and process heat production in Services sectors¦Electricity¦Heat pump electric | PJ/yr. | 4.2612 | 4.6177 | 4.8266 | 5.1999 | 5.595 | 6.0232 | 6.475 | 6.9825 | 7.5307 | 8.0724 | 8.7022 | 9.3292
| SPS1 | CH | Space water and process heat production in Services sectors¦Electricity¦Other electric appliances | PJ/yr. | 56.9948 | 58.7019 | 61.5383 | 62.0702 | 62.2928 | 62.6584 | 62.1359 | 61.6134 | 62.661 | 63.5159 | 64.326 | 65.1003
| SPS1 | CH | Space water and process heat production in Services sectors¦Oil | PJ/yr. | 24.8431 | 22.0907 | 20.8252 | 17.9833 | 14.1882 | 12.0609 | 11.2272 | 8.6649 | 7.231 | 5.8905 | 3.4614 | 1.1899
| SPS1 | CH | Space water and process heat production in Services sectors¦Oil¦Light fuel boiler | PJ/yr. | 24.8431 | 22.0907 | 20.8252 | 17.9833 | 14.1882 | 12.0609 | 11.2272 | 8.6649 | 7.231 | 5.8905 | 3.4614 | 1.1899
| SPS1 | CH | Space water and process heat production in Services sectors¦Gas | PJ/yr. | 25.4128 | 26.6677 | 25.589 | 26.457 | 26.8955 | 27.1826 | 25.6424 | 24.3628 | 24.0005 | 23.4854 | 23.8571 | 23.088
| SPS1 | CH | Space water and process heat production in Services sectors¦Gas¦Gas boiler | PJ/yr. | 24.1897 | 25.3269 | 24.1741 | 25.0428 | 25.3383 | 25.5016 | 23.8565 | 22.2804 | 21.7525 | 21.2016 | 20.7421 | 19.7738
| SPS1 | CH | Space water and process heat production in Services sectors¦Gas¦Heat pump gas | PJ/yr. | 0 | 0 | 0.0020465 | 0.0020318 | 0.0089221 | 0.013887 | 0.028596 | 0.023786 | 0.017017 | 0.058674 | 0.0572 | 0.10738
| SPS1 | CH | Space water and process heat production in Services sectors¦Gas¦Biogas boiler | PJ/yr. | 1.2231 | 1.3408 | 1.4129 | 1.4122 | 1.5483 | 1.6672 | 1.7574 | 2.0587 | 2.231 | 2.2251 | 3.0578 | 3.2068
| SPS1 | CH | Space water and process heat production in Services sectors¦Heat | PJ/yr. | 7.6497 | 8.286 | 8.0447 | 9.8155 | 11.9915 | 12.0425 | 12.0397 | 13.3931 | 13.3486 | 13.3606 | 13.6094 | 13.8294
| SPS1 | CH | Space water and process heat production in Services sectors¦Heat¦On-site CHPs | PJ/yr. | 2.0957 | 2.2701 | 2.0287 | 3.7995 | 5.9756 | 6.0266 | 6.0237 | 4.4488 | 4.4042 | 4.4162 | 4.665 | 4.8849
| SPS1 | CH | Space water and process heat production in Services sectors¦Heat¦On-site CHPs¦Services sectors CHPs (bio)gas | PJ/yr. | 1.4101 | 1.5387 | 1.4056 | 1.1619 | 1.0242 | 0.90592 | 0.91593 | 0.9047 | 0.89561 | 0.87302 | 0.87163 | 0.88457
| SPS1 | CH | Space water and process heat production in Services sectors¦Heat¦On-site CHPs¦Services sectors CHPs gas | PJ/yr. | 0.68568 | 0.73136 | 0.62314 | 2.6307 | 4.9438 | 5.114 | 5.0995 | 3.5283 | 3.4942 | 3.5169 | 3.7713 | 3.9545
| SPS1 | CH | Space water and process heat production in Services sectors¦Heat¦On-site CHPs¦Services sectors CHPs fuel cells (gas reformer) | PJ/yr. | 0 | 0 | 0 | 0.00040989 | 0.0013202 | 0.0013006 | 0.00099223 | 0.0021308 | 0.0021114 | 0.0044168 | 0.0033923 | 0.0077259
| SPS1 | CH | Space water and process heat production in Services sectors¦Heat¦On-site CHPs¦Services sectors CHPs wood | PJ/yr. | 0 | 0 | 0 | 0.005606 | 0.004287 | 0.0033739 | 0.005017 | 0.0079533 | 0.007096 | 0.0091782 | 0.0091364 | 0.019832
| SPS1 | CH | Space water and process heat production in Services sectors¦Heat¦On-site CHPs¦Services sectors CHPs fuel cells (hydrogen) | PJ/yr. | 0 | 0 | 0 | 0.00087856 | 0.0019811 | 0.0020276 | 0.0023052 | 0.0056487 | 0.0051948 | 0.012683 | 0.0095823 | 0.018304
| SPS1 | CH | Space water and process heat production in Services sectors¦Heat¦District heating | PJ/yr. | 5.5539 | 6.0159 | 6.0159 | 6.0159 | 6.0159 | 6.0159 | 6.016 | 8.9444 | 8.9444 | 8.9444 | 8.9444 | 8.9444
| SPS1 | CH | Space water and process heat production in Services sectors¦Wood | PJ/yr. | 6.1735 | 6.7328 | 6.6639 | 5.3432 | 3.6747 | 2.3164 | 1.4397 | 0.46228 | 0.44815 | 0.43767 | 0.42821 | 0.40961
| SPS1 | CH | Space water and process heat production in Services sectors¦Wood¦Wood boiler | PJ/yr. | 6.1735 | 6.7328 | 6.6639 | 5.3432 | 3.6747 | 2.3164 | 1.4397 | 0.46228 | 0.44815 | 0.43767 | 0.42821 | 0.40961
| SPS1 | CH | Space water and process heat production in Services sectors¦Pellets | PJ/yr. | 1.8771 | 2.1601 | 2.0883 | 2.28 | 2.414 | 2.7308 | 2.6026 | 2.6585 | 2.5948 | 2.5341 | 2.4792 | 2.3697
| SPS1 | CH | Space water and process heat production in Services sectors¦Pellets¦Pellet boiler | PJ/yr. | 1.8771 | 2.1601 | 2.0883 | 2.28 | 2.414 | 2.7308 | 2.6026 | 2.6585 | 2.5948 | 2.5341 | 2.4792 | 2.3697
| SPS1 | CH | Space water and process heat production in Services sectors¦Solar | PJ/yr. | 0.627 | 0.68734 | 0.68718 | 0.68734 | 0.68723 | 0.6873 | 0.68729 | 0.68704 | 0.68732 | 0.68711 | 0.68728 | 0.6872
| SPS1 | CH | Space water and process heat production in Services sectors¦Solar¦Solar thermal | PJ/yr. | 0.627 | 0.68734 | 0.68718 | 0.68734 | 0.68723 | 0.6873 | 0.68729 | 0.68704 | 0.68732 | 0.68711 | 0.68728 | 0.6872
| SPS1 | CH | Space water and process heat production in Services sectors¦Hydrogen | PJ/yr. | 0 | 0 | 0 | 0.00056722 | 0.0013654 | 0.0020001 | 0.0015438 | 0.007752 | 0.0064891 | 0.1049 | 0.14704 | 0.12534
| SPS1 | CH | Space water and process heat production in Services sectors¦Hydrogen¦Hydrogen boiler | PJ/yr. | 0 | 0 | 0 | 0.00056722 | 0.0013654 | 0.0020001 | 0.0015438 | 0.007752 | 0.0064891 | 0.1049 | 0.14704 | 0.12534
| SPS1 | CH | Space water and process heat production in Services sectors¦Energy savings | PJ/yr. | 0 | 6.9647 | 6.9637 | 6.9639 | 6.9636 | 6.9637 | 6.9639 | 6.9636 | 6.962 | 6.9623 | 6.9621 | 6.9627
| SPS1 | CH | Efficiency in Services sectors | % | bar: 2020 to 2070
| SPS1 | CH | Efficiency in Services sectors¦Electricity¦Electric boiler | % | 91.25% | 91.5% | 91.88% | 92.5% | 93.12% | 93.75% | 94.38% | 95% | 95% | 95% | 95% | 95%
| SPS1 | CH | Efficiency in Services sectors¦Electricity¦Heat pump electric | % | 320% | 324% | 330% | 340% | 350% | 360% | 370% | 380% | 380% | 380% | 380% | 380%
| SPS1 | CH | Efficiency in Services sectors¦Electricity¦Other electric appliances | % | 100% | 100% | 100% | 100% | 100% | 100% | 100% | 100% | 100% | 100% | 100% | 100%
| SPS1 | CH | Efficiency in Services sectors¦Oil¦Total¦Light fuel boiler | % | 82.11% | 82.27% | 82.51% | 82.92% | 83.34% | 83.75% | 83.75% | 83.75% | 83.75% | 83.75% | 83.75% | 83.75%
| SPS1 | CH | Efficiency in Services sectors¦Gas¦Total¦Gas boiler | % | 94.68% | 94.68% | 94.68% | 94.68% | 94.67% | 94.67% | 94.64% | 94.67% | 94.68% | 94.74% | 94.78% | 94.69%
| SPS1 | CH | Efficiency in Services sectors¦Gas¦Total¦Heat pump gas | % | - | - | 198% | 204% | 210% | 216% | 222% | 228% | 228% | 228% | 228% | 228%
| SPS1 | CH | Efficiency in Services sectors¦Gas¦Total¦Biogas boiler | % | 87.22% | 87.22% | 87.22% | 87.22% | 87.22% | 87.22% | 87.22% | 87.22% | 87.22% | 87.22% | 87.22% | 87.22%
| SPS1 | CH | Efficiency in Services sectors¦Heat¦On-site CHPs¦Services sectors CHPs (bio)gas | % | 99% | 99% | 99% | 99% | 99% | 99% | 99% | 99% | 99% | 99% | 99% | 99%
| SPS1 | CH | Efficiency in Services sectors¦Heat¦On-site CHPs¦Services sectors CHPs gas | % | 99% | 99% | 99% | 99% | 99% | 99% | 99% | 99% | 99% | 99% | 99% | 99%
| SPS1 | CH | Efficiency in Services sectors¦Heat¦On-site CHPs¦Services sectors CHPs fuel cells (gas reformer) | % | - | - | - | 99% | 99% | 99% | 99% | 99% | 99% | 99% | 99% | 99%
| SPS1 | CH | Efficiency in Services sectors¦Heat¦On-site CHPs¦Services sectors CHPs wood | % | - | - | - | 99% | 99% | 99% | 99% | 99% | 99% | 99% | 99% | 99%
| SPS1 | CH | Efficiency in Services sectors¦Heat¦On-site CHPs¦Services sectors CHPs fuel cells (hydrogen) | % | - | - | - | 99% | 99% | 99% | 99% | 99% | 99% | 99% | 99% | 99%
| SPS1 | CH | Efficiency in Services sectors¦Heat¦District heating | % | 99% | 99% | 99% | 99% | 99% | 99% | 99% | 99% | 99% | 99% | 99% | 99%
| SPS1 | CH | Efficiency in Services sectors¦Wood¦Wood boiler | % | 72% | 72% | 72% | 72% | 72% | 72% | 72% | 72% | 72% | 72% | 72% | 72%
| SPS1 | CH | Efficiency in Services sectors¦Pellets¦Pellet boiler | % | 90% | 90% | 90% | 90% | 90% | 90% | 90% | 90% | 90% | 90% | 90% | 90%
| SPS1 | CH | Efficiency in Services sectors¦Solar¦Solar thermal | % | 100% | 100% | 100% | 100% | 100% | 100% | 100% | 100% | 100% | 100% | 100% | 100%
| SPS1 | CH | Efficiency in Services sectors¦Hydrogen¦Hydrogen boiler | % | - | - | - | 33.9% | 37.45% | 43.88% | 39.66% | 46.55% | 45.94% | 69.51% | 71.97% | 68.7%
| SPS1 | CH | Fuel consumption in Residential sector | PJ/yr. | 217.2373 | 218.0654 | 216.2459 | 215.2481 | 213.8923 | 210.7821 | 207.3371 | 203.8971 | 200.6486 | 196.6276 | 196.3901 | 184.2487
| SPS1 | CH | Fuel consumption in Residential sector¦Electricity | PJ/yr. | 69.4701 | 70.0284 | 71.0372 | 67.6499 | 67.711 | 66.6983 | 65.6147 | 64.525 | 64.1479 | 67.5842 | 70.1285 | 77.7514
| SPS1 | CH | Fuel consumption in Residential sector¦Electricity¦Space heating | PJ/yr. | 15.3332 | 15.0819 | 15.9453 | 14.0572 | 14.3929 | 13.4103 | 11.9271 | 10.7151 | 8.7933 | 8.75 | 8.6928 | 8.5863
| SPS1 | CH | Fuel consumption in Residential sector¦Electricity¦Space heating¦Electric boiler | PJ/yr. | 9.3769 | 8.1043 | 8.5651 | 6.3187 | 5.6485 | 4.9413 | 3.681 | 2.6075 | 0.68574 | 0.6423 | 0.5848 | 0.47829
| SPS1 | CH | Fuel consumption in Residential sector¦Electricity¦Space heating¦Heat pump electric | PJ/yr. | 5.9564 | 6.9777 | 7.3802 | 7.7386 | 8.7444 | 8.469 | 8.2461 | 8.1076 | 8.1076 | 8.1077 | 8.108 | 8.108
| SPS1 | CH | Fuel consumption in Residential sector¦Electricity¦Water heating | PJ/yr. | 9.5599 | 10.0853 | 10.4292 | 8.5271 | 7.7502 | 7.101 | 6.4083 | 4.9958 | 3.953 | 3.9637 | 3.4327 | 3.7838
| SPS1 | CH | Fuel consumption in Residential sector¦Electricity¦Water heating¦Electric boiler | PJ/yr. | 8.411 | 8.7989 | 8.6875 | 6.4247 | 5.0943 | 4.429 | 3.6738 | 2.3086 | 0.60714 | 0.56867 | 0.51777 | 0.42346
| SPS1 | CH | Fuel consumption in Residential sector¦Electricity¦Water heating¦Heat pump electric | PJ/yr. | 1.1489 | 1.2864 | 1.7418 | 2.1024 | 2.6558 | 2.6719 | 2.7345 | 2.6872 | 3.3458 | 3.395 | 2.915 | 3.3603
| SPS1 | CH | Fuel consumption in Residential sector¦Electricity¦Other appliances | PJ/yr. | 44.5769 | 44.8612 | 44.6627 | 45.0655 | 45.568 | 46.1871 | 47.2792 | 48.8141 | 51.4016 | 54.8706 | 58.003 | 65.3813
| SPS1 | CH | Fuel consumption in Residential sector¦Oil¦Total | PJ/yr. | 60.2318 | 51.32 | 44.6541 | 45.8696 | 36.7531 | 33.6614 | 32.4758 | 27.8741 | 26 | 22.3448 | 16.7322 | 6.4539
| SPS1 | CH | Fuel consumption in Residential sector¦Oil¦Fossil liquids | PJ/yr. | 60.2318 | 51.32 | 44.6541 | 45.8694 | 36.7527 | 33.6612 | 32.4756 | 27.8736 | 25.9998 | 22.3444 | 16.7318 | 6.4531
| SPS1 | CH | Fuel consumption in Residential sector¦Oil¦Synthetic liquids | PJ/yr. | 0 | 0 | 8.8543e-05 | 0.00020872 | 0.00044094 | 0.0002171 | 0.00021023 | 0.00045482 | 0.00021914 | 0.00045505 | 0.00034497 | 0.00079194
| SPS1 | CH | Fuel consumption in Residential sector¦Oil¦Total¦Space heating | PJ/yr. | 50.3714 | 43.0111 | 42.9499 | 43.1803 | 35.9759 | 33.6543 | 32.4687 | 27.8674 | 25.9908 | 22.3309 | 16.7205 | 6.4208
| SPS1 | CH | Fuel consumption in Residential sector¦Oil¦Total¦Space heating¦Light fuel boiler | PJ/yr. | 50.3714 | 43.0111 | 42.9499 | 43.1803 | 35.9759 | 33.6543 | 32.4687 | 27.8674 | 25.9908 | 22.3309 | 16.7205 | 6.4208
| SPS1 | CH | Fuel consumption in Residential sector¦Oil¦Fossil liquids¦Space heating | PJ/yr. | 50.3714 | 43.0111 | 42.9498 | 43.1801 | 35.9755 | 33.6541 | 32.4685 | 27.867 | 25.9906 | 22.3304 | 16.7201 | 6.42
| SPS1 | CH | Fuel consumption in Residential sector¦Oil¦Fossil liquids¦Space heating¦Light fuel boiler | PJ/yr. | 50.3714 | 43.0111 | 42.9498 | 43.1801 | 35.9755 | 33.6541 | 32.4685 | 27.867 | 25.9906 | 22.3304 | 16.7201 | 6.42
| SPS1 | CH | Fuel consumption in Residential sector¦Oil¦Synthetic liquids¦Space heating | PJ/yr. | 0 | 0 | 8.5164e-05 | 0.00019648 | 0.00043162 | 0.00021705 | 0.00021018 | 0.00045471 | 0.00021906 | 0.00045477 | 0.00034473 | 0.00078788
| SPS1 | CH | Fuel consumption in Residential sector¦Oil¦Synthetic liquids¦Space heating¦Light fuel boiler | PJ/yr. | 0 | 0 | 8.5164e-05 | 0.00019648 | 0.00043162 | 0.00021705 | 0.00021018 | 0.00045471 | 0.00021906 | 0.00045477 | 0.00034473 | 0.00078788
| SPS1 | CH | Fuel consumption in Residential sector¦Oil¦Total¦Water heating | PJ/yr. | 9.8604 | 8.3089 | 1.7043 | 2.6893 | 0.77723 | 0.007099 | 0.0070932 | 0.0066761 | 0.0092484 | 0.013967 | 0.011688 | 0.033109
| SPS1 | CH | Fuel consumption in Residential sector¦Oil¦Total¦Water heating¦Light fuel boiler | PJ/yr. | 9.8604 | 8.3089 | 1.7043 | 2.6893 | 0.77723 | 0.007099 | 0.0070932 | 0.0066761 | 0.0092484 | 0.013967 | 0.011688 | 0.033109
| SPS1 | CH | Fuel consumption in Residential sector¦Oil¦Fossil liquids¦Water heating¦Light fuel boiler | PJ/yr. | 9.8604 | 8.3089 | 1.7043 | 2.6893 | 0.77722 | 0.0070989 | 0.0070931 | 0.006676 | 0.0092483 | 0.013967 | 0.011688 | 0.033105
| SPS1 | CH | Fuel consumption in Residential sector¦Oil¦Synthetic liquids¦Water heating¦Light fuel boiler | PJ/yr. | 0 | 0 | 3.3794e-06 | 1.2237e-05 | 9.3247e-06 | 4.5785e-08 | 4.5917e-08 | 1.0893e-07 | 7.7949e-08 | 2.8444e-07 | 2.4098e-07 | 4.0627e-06
| SPS1 | CH | Fuel consumption in Residential sector¦Gas¦Total | PJ/yr. | 47.002 | 48.1908 | 51.1022 | 52.6581 | 54.8812 | 53.869 | 52.9152 | 53.0049 | 50.6423 | 47.7475 | 48.9891 | 41.4022
| SPS1 | CH | Fuel consumption in Residential sector¦Gas¦Fossil gases | PJ/yr. | 46.6918 | 48.1895 | 51.101 | 52.6569 | 54.88 | 53.8677 | 52.914 | 53.0036 | 50.641 | 47.7463 | 48.9878 | 41.4009
| SPS1 | CH | Fuel consumption in Residential sector¦Gas¦Synthetic gases | PJ/yr. | 0.31013 | 0.0012708 | 0.0012628 | 0.0012253 | 0.0012265 | 0.0012251 | 0.0012306 | 0.0012361 | 0.0012288 | 0.0012383 | 0.0012411 | 0.0013465
| SPS1 | CH | Fuel consumption in Residential sector¦Gas¦Total¦Space heating | PJ/yr. | 38.4947 | 41.3655 | 39.2401 | 40.7939 | 42.0904 | 41.0064 | 40.247 | 40.1838 | 38.3542 | 36.1842 | 37.0108 | 31.2067
| SPS1 | CH | Fuel consumption in Residential sector¦Gas¦Total¦Space heating¦Gas boiler | PJ/yr. | 38.4947 | 41.3655 | 39.2332 | 40.7871 | 40.924 | 38.8777 | 37.7163 | 36.5735 | 34.4945 | 32.1448 | 31.4842 | 25.6759
| SPS1 | CH | Fuel consumption in Residential sector¦Gas¦Total¦Space heating¦Heat pump gas | PJ/yr. | 0 | 0 | 0.0068666 | 0.0067565 | 1.1663 | 2.1287 | 2.5306 | 3.6103 | 3.8597 | 4.0394 | 5.5266 | 5.5308
| SPS1 | CH | Fuel consumption in Residential sector¦Gas¦Fossil gases¦Space heating | PJ/yr. | 38.2407 | 41.3644 | 39.2391 | 40.7929 | 42.0894 | 41.0055 | 40.246 | 40.1829 | 38.3533 | 36.1832 | 37.0099 | 31.2057
| SPS1 | CH | Fuel consumption in Residential sector¦Gas¦Fossil gases¦Space heating¦Gas boiler | PJ/yr. | 38.2407 | 41.3644 | 39.2323 | 40.7862 | 40.9231 | 38.8768 | 37.7155 | 36.5726 | 34.4937 | 32.144 | 31.4834 | 25.6751
| SPS1 | CH | Fuel consumption in Residential sector¦Gas¦Fossil gases¦Space heating¦Heat pump gas | PJ/yr. | 0 | 0 | 0.0068665 | 0.0067564 | 1.1663 | 2.1287 | 2.5306 | 3.6102 | 3.8596 | 4.0392 | 5.5265 | 5.5306
| SPS1 | CH | Fuel consumption in Residential sector¦Gas¦Synthetic gases¦Space heating | PJ/yr. | 0.254 | 0.0010908 | 0.00096967 | 0.00094922 | 0.00094063 | 0.00093255 | 0.00093598 | 0.00093711 | 0.00093064 | 0.00093843 | 0.00093762 | 0.0010149
| SPS1 | CH | Fuel consumption in Residential sector¦Gas¦Synthetic gases¦Space heating¦Gas boiler | PJ/yr. | 0.254 | 0.0010908 | 0.0009695 | 0.00094906 | 0.00091456 | 0.00088414 | 0.00087713 | 0.00085292 | 0.00083699 | 0.00083367 | 0.00079761 | 0.00083503
| SPS1 | CH | Fuel consumption in Residential sector¦Gas¦Synthetic gases¦Space heating¦Heat pump gas | PJ/yr. | 0 | 0 | 1.6968e-07 | 1.5722e-07 | 2.6065e-05 | 4.841e-05 | 5.8852e-05 | 8.4195e-05 | 9.3654e-05 | 0.00010476 | 0.00014001 | 0.00017987
| SPS1 | CH | Fuel consumption in Residential sector¦Gas¦Total¦Water heating | PJ/yr. | 8.5073 | 6.8253 | 11.8621 | 11.8642 | 12.7908 | 12.8625 | 12.6683 | 12.8211 | 12.288 | 11.5633 | 11.9783 | 10.1955
| SPS1 | CH | Fuel consumption in Residential sector¦Gas¦Total¦Water heating¦Gas boiler | PJ/yr. | 8.5073 | 6.8253 | 11.8605 | 11.8624 | 12.5043 | 12.1394 | 11.702 | 11.269 | 10.6286 | 9.8267 | 9.6031 | 7.8177
| SPS1 | CH | Fuel consumption in Residential sector¦Gas¦Total¦Water heating¦Heat pump gas | PJ/yr. | 0 | 0 | 0.001618 | 0.0018338 | 0.2865 | 0.72312 | 0.96623 | 1.5521 | 1.6594 | 1.7366 | 2.3752 | 2.3778
| SPS1 | CH | Fuel consumption in Residential sector¦Gas¦Fossil gases¦Water heating | PJ/yr. | 8.4512 | 6.8251 | 11.8618 | 11.864 | 12.7905 | 12.8622 | 12.668 | 12.8208 | 12.2877 | 11.563 | 11.978 | 10.1952
| SPS1 | CH | Fuel consumption in Residential sector¦Gas¦Fossil gases¦Water heating¦Gas boiler | PJ/yr. | 8.4512 | 6.8251 | 11.8602 | 11.8621 | 12.504 | 12.1391 | 11.7018 | 11.2687 | 10.6284 | 9.8265 | 9.6028 | 7.8174
| SPS1 | CH | Fuel consumption in Residential sector¦Gas¦Fossil gases¦Water heating¦Heat pump gas | PJ/yr. | 0 | 0 | 0.0016179 | 0.0018338 | 0.28649 | 0.72311 | 0.96621 | 1.5521 | 1.6594 | 1.7366 | 2.3752 | 2.3777
| SPS1 | CH | Fuel consumption in Residential sector¦Gas¦Synthetic gases¦Water heating | PJ/yr. | 0.056133 | 0.00017999 | 0.00029313 | 0.00027606 | 0.00028585 | 0.00029251 | 0.00029461 | 0.000299 | 0.00029816 | 0.00029989 | 0.00030345 | 0.00033158
| SPS1 | CH | Fuel consumption in Residential sector¦Gas¦Synthetic gases¦Water heating¦Gas boiler | PJ/yr. | 0.056133 | 0.00017999 | 0.00029309 | 0.00027602 | 0.00027944 | 0.00027607 | 0.00027214 | 0.0002628 | 0.0002579 | 0.00025485 | 0.00024328 | 0.00025425
| SPS1 | CH | Fuel consumption in Residential sector¦Gas¦Synthetic gases¦Water heating¦Heat pump gas | PJ/yr. | 0 | 0 | 3.9982e-08 | 4.2671e-08 | 6.4026e-06 | 1.6445e-05 | 2.2471e-05 | 3.6196e-05 | 4.0264e-05 | 4.5038e-05 | 6.0173e-05 | 7.7331e-05
| SPS1 | CH | Fuel consumption in Residential sector¦Coal | PJ/yr. | 0.1 | 0.1 | 0.0020708 | 0.001764 | 0.00071937 | 0 | 0 | 0 | 0 | 0 | 0 | 0
| SPS1 | CH | Fuel consumption in Residential sector¦Coal¦Space heating | PJ/yr. | 0.1 | 0.1 | 0.0020708 | 0.001764 | 0.00071937 | 0 | 0 | 0 | 0 | 0 | 0 | 0
| SPS1 | CH | Fuel consumption in Residential sector¦Coal¦Space heating¦Coal boiler | PJ/yr. | 0.1 | 0.1 | 0.0020708 | 0.001764 | 0.00071937 | 0 | 0 | 0 | 0 | 0 | 0 | 0
| SPS1 | CH | Fuel consumption in Residential sector¦Coal¦Water heating | PJ/yr. | 0 | 0 | 0 | 0 | 0 | 0 | 0 | 0 | 0 | 0 | 0 | 0
| SPS1 | CH | Fuel consumption in Residential sector¦Coal¦Water heating¦Coal boiler | PJ/yr. | 0 | 0 | 0 | 0 | 0 | 0 | 0 | 0 | 0 | 0 | 0 | 0
| SPS1 | CH | Fuel consumption in Residential sector¦Wood | PJ/yr. | 13.723 | 13.9224 | 12.1144 | 9.5674 | 8.8875 | 7.7993 | 6.8842 | 5.7007 | 5.4235 | 4.5777 | 4.2666 | 2.6674
| SPS1 | CH | Fuel consumption in Residential sector¦Wood¦Space heating | PJ/yr. | 12.6821 | 12.7279 | 11.4444 | 9.0383 | 8.396 | 7.368 | 6.5035 | 5.3854 | 5.1236 | 4.3245 | 4.0307 | 2.5196
| SPS1 | CH | Fuel consumption in Residential sector¦Wood¦Space heating¦Wood boiler | PJ/yr. | 12.6821 | 12.7279 | 11.4444 | 9.0383 | 8.396 | 7.368 | 6.5035 | 5.3854 | 5.1236 | 4.3245 | 4.0307 | 2.5196
| SPS1 | CH | Fuel consumption in Residential sector¦Wood¦Water heating | PJ/yr. | 1.041 | 1.1945 | 0.66997 | 0.52906 | 0.49146 | 0.43128 | 0.38069 | 0.31527 | 0.29992 | 0.25322 | 0.23598 | 0.14783
| SPS1 | CH | Fuel consumption in Residential sector¦Wood¦Water heating¦Wood boiler | PJ/yr. | 1.041 | 1.1945 | 0.66997 | 0.52906 | 0.49146 | 0.43128 | 0.38069 | 0.31527 | 0.29992 | 0.25322 | 0.23598 | 0.14783
| SPS1 | CH | Fuel consumption in Residential sector¦Pellets | PJ/yr. | 3.2682 | 3.832 | 3.7275 | 3.8802 | 4.0153 | 4.1161 | 4.1965 | 4.2603 | 4.3101 | 4.3544 | 4.3544 | 4.3547
| SPS1 | CH | Fuel consumption in Residential sector¦Pellets¦Space heating | PJ/yr. | 2.9965 | 3.5202 | 3.5214 | 3.6657 | 3.7932 | 3.8885 | 3.9644 | 4.0247 | 4.0717 | 4.1136 | 4.1136 | 4.1138
| SPS1 | CH | Fuel consumption in Residential sector¦Pellets¦Space heating¦Pellets boiler | PJ/yr. | 2.9965 | 3.5202 | 3.5214 | 3.6657 | 3.7932 | 3.8885 | 3.9644 | 4.0247 | 4.0717 | 4.1136 | 4.1136 | 4.1138
| SPS1 | CH | Fuel consumption in Residential sector¦Pellets¦Water heating | PJ/yr. | 0.27167 | 0.31174 | 0.20612 | 0.21457 | 0.22204 | 0.22762 | 0.23206 | 0.2356 | 0.23834 | 0.24081 | 0.2408 | 0.24086
| SPS1 | CH | Fuel consumption in Residential sector¦Pellets¦Water heating¦Pellets boiler | PJ/yr. | 0.27167 | 0.31174 | 0.20612 | 0.21457 | 0.22204 | 0.22762 | 0.23206 | 0.2356 | 0.23834 | 0.24081 | 0.2408 | 0.24086
| SPS1 | CH | Fuel consumption in Residential sector¦Solar | PJ/yr. | 2.5068 | 2.9281 | 2.8889 | 2.4352 | 2.0222 | 1.9522 | 1.9533 | 1.8343 | 1.8087 | 1.692 | 1.7143 | 1.4535
| SPS1 | CH | Fuel consumption in Residential sector¦Solar¦Space heating | PJ/yr. | 0.78535 | 0.94132 | 0.94353 | 0.94229 | 0.88975 | 0.85895 | 0.85944 | 0.80712 | 0.79581 | 0.7445 | 0.75429 | 0.63952
| SPS1 | CH | Fuel consumption in Residential sector¦Solar¦Space heating¦Solar thermal | PJ/yr. | 0.78535 | 0.94132 | 0.94353 | 0.94229 | 0.88975 | 0.85895 | 0.85944 | 0.80712 | 0.79581 | 0.7445 | 0.75429 | 0.63952
| SPS1 | CH | Fuel consumption in Residential sector¦Solar¦Water heating | PJ/yr. | 1.7215 | 1.9868 | 1.9454 | 1.4929 | 1.1324 | 1.0932 | 1.0938 | 1.0272 | 1.0128 | 0.94751 | 0.95998 | 0.814
| SPS1 | CH | Fuel consumption in Residential sector¦Solar¦Water heating¦Solar thermal | PJ/yr. | 1.7215 | 1.9868 | 1.9454 | 1.4929 | 1.1324 | 1.0932 | 1.0938 | 1.0272 | 1.0128 | 0.94751 | 0.95998 | 0.814
| SPS1 | CH | Fuel consumption in Residential sector¦Hydrogen | PJ/yr. | 0 | 0 | 0 | 0.0011057 | 0.002725 | 0.0031817 | 0.0037658 | 0.011119 | 0.010284 | 0.087496 | 0.10741 | 0.10141
| SPS1 | CH | Fuel consumption in Residential sector¦Hydrogen¦From gas grid (mixed with methane) | PJ/yr. | 0 | 0 | 0 | 0.0011057 | 0.002725 | 0.0031817 | 0.0037658 | 0.011119 | 0.010284 | 0.087496 | 0.10741 | 0.10141
| SPS1 | CH | Fuel consumption in Residential sector¦Hydrogen¦From hydrogen grid | PJ/yr. | 0 | 0 | 0 | 0 | 0 | 0 | 0 | 0 | 0 | 0 | 0 | 0
| SPS1 | CH | Fuel consumption in Residential sector¦Hydrogen¦From hydrogen grid¦Space heating | PJ/yr. | 0 | 0 | 0 | 0 | 0 | 0 | 0 | 0 | 0 | 0 | 0 | 0
| SPS1 | CH | Fuel consumption in Residential sector¦Hydrogen¦From hydrogen grid¦Space heating¦Hydrogen boiler | PJ/yr. | 0 | 0 | 0 | 0 | 0 | 0 | 0 | 0 | 0 | 0 | 0 | 0
| SPS1 | CH | Fuel consumption in Residential sector¦Hydrogen¦From hydrogen grid¦Water heating | PJ/yr. | 0 | 0 | 0 | 0 | 0 | 0 | 0 | 0 | 0 | 0 | 0 | 0
| SPS1 | CH | Fuel consumption in Residential sector¦Hydrogen¦From hydrogen grid¦Water heating¦Hydrogen boiler | PJ/yr. | 0 | 0 | 0 | 0 | 0 | 0 | 0 | 0 | 0 | 0 | 0 | 0
| SPS1 | CH | Fuel consumption in Residential sector¦Heat | PJ/yr. | 5.7403 | 9.6716 | 10.2948 | 10.1982 | 10.3447 | 11.266 | 10.5079 | 11.2866 | 11.0816 | 10.6028 | 10.928 | 9.9422
| SPS1 | CH | Fuel consumption in Residential sector¦Heat¦On-site CHPs | PJ/yr. | 0.0948 | 0.058104 | 0.24476 | 1.3377 | 1.406 | 1.5574 | 1.4132 | 1.5671 | 1.5211 | 1.4795 | 1.5231 | 1.484
| SPS1 | CH | Fuel consumption in Residential sector¦Heat¦On-site CHPs¦Residential sector CHPs gas | PJ/yr. | 0.0948 | 0.058104 | 0.24476 | 1.3241 | 1.3857 | 1.5385 | 1.3942 | 1.5178 | 1.4743 | 1.4327 | 1.4847 | 1.411
| SPS1 | CH | Fuel consumption in Residential sector¦Heat¦On-site CHPs¦Residential sector CHPs fuel cells (gas reformer) | PJ/yr. | 0 | 0 | 0 | 0 | 0 | 0 | 0 | 0 | 0 | 0 | 0 | 0
| SPS1 | CH | Fuel consumption in Residential sector¦Heat¦On-site CHPs¦Residential sector CHPs wood | PJ/yr. | 0 | 0 | 0 | 0.013631 | 0.020233 | 0.018902 | 0.019081 | 0.049299 | 0.046842 | 0.046783 | 0.038462 | 0.072935
| SPS1 | CH | Fuel consumption in Residential sector¦Heat¦District heating | PJ/yr. | 5.6455 | 9.6135 | 10.05 | 8.8605 | 8.9387 | 9.7086 | 9.0947 | 9.7195 | 9.5605 | 9.1233 | 9.4049 | 8.4582
| SPS1 | CH | Fuel consumption in Residential sector¦Ambient heat | PJ/yr. | 15.195 | 18.0721 | 20.4247 | 22.9866 | 29.2739 | 31.4167 | 32.7858 | 35.4001 | 37.2243 | 37.6367 | 39.1697 | 40.122
| SPS1 | CH | Fuel consumption in Residential sector¦Ambient heat¦Space heating | PJ/yr. | 13.104 | 15.7231 | 17.2274 | 19.0957 | 23.931 | 25.4633 | 26.3284 | 28.3499 | 28.6841 | 28.9249 | 30.9188 | 30.9246
| SPS1 | CH | Fuel consumption in Residential sector¦Ambient heat¦Space heating¦Heat pump electric | PJ/yr. | 13.104 | 15.7231 | 17.2205 | 19.0884 | 22.5897 | 22.8663 | 23.0892 | 23.5121 | 23.5121 | 23.5122 | 23.5131 | 23.5133
| SPS1 | CH | Fuel consumption in Residential sector¦Ambient heat¦Space heating¦Heat pump gas | PJ/yr. | 0 | 0 | 0.0068666 | 0.0072971 | 1.3413 | 2.597 | 3.2392 | 4.8378 | 5.172 | 5.4127 | 7.4057 | 7.4113
| SPS1 | CH | Fuel consumption in Residential sector¦Ambient heat¦Water heating | PJ/yr. | 2.091 | 2.349 | 3.1973 | 3.8908 | 5.3429 | 5.9534 | 6.4574 | 7.0502 | 8.5402 | 8.7117 | 8.2509 | 9.1973
| SPS1 | CH | Fuel consumption in Residential sector¦Ambient heat¦Water heating¦Heat pump electric | PJ/yr. | 2.091 | 2.349 | 3.1962 | 3.8895 | 5.1258 | 5.3706 | 5.6468 | 5.6968 | 7.0932 | 7.1974 | 6.1797 | 7.1239
| SPS1 | CH | Fuel consumption in Residential sector¦Ambient heat¦Water heating¦Heat pump gas | PJ/yr. | 0 | 0 | 0.0011342 | 0.001302 | 0.21717 | 0.58284 | 0.81067 | 1.3534 | 1.447 | 1.5143 | 2.0712 | 2.0735
| SPS1 | CH | Space and water heat production in Residential sector | PJ/yr. | 156.2292 | 162.1434 | 162.0869 | 161.8225 | 161.7027 | 159.1765 | 155.4884 | 151.8141 | 146.8921 | 140.3179 | 137.6945 | 120.4277
| SPS1 | CH | Space and water heat production in Residential sector¦Space heating | PJ/yr. | 129.2508 | 136.2133 | 136.129 | 136.2305 | 135.999 | 133.595 | 130.1064 | 126.6709 | 121.4487 | 115.3392 | 113.1746 | 96.3374
| SPS1 | CH | Space and water heat production in Residential sector¦Space heating¦Electricty | PJ/yr. | 27.9684 | 30.3998 | 32.7375 | 32.8297 | 36.7001 | 36.0295 | 34.8322 | 34.0967 | 32.2711 | 32.23 | 32.1766 | 32.0757
| SPS1 | CH | Space and water heat production in Residential sector¦Space heating¦Electricty¦Electric boiler | PJ/yr. | 8.908 | 7.699 | 8.1368 | 6.0027 | 5.366 | 4.6942 | 3.4969 | 2.4771 | 0.65145 | 0.61019 | 0.55556 | 0.45437
| SPS1 | CH | Space and water heat production in Residential sector¦Space heating¦Electricty¦Heat pump electric | PJ/yr. | 19.0604 | 22.7007 | 24.6007 | 26.827 | 31.3341 | 31.3352 | 31.3353 | 31.6197 | 31.6197 | 31.6198 | 31.6211 | 31.6214
| SPS1 | CH | Space and water heat production in Residential sector¦Space heating¦Oil | PJ/yr. | 45.1244 | 38.5308 | 38.4759 | 38.6824 | 32.2284 | 30.1487 | 29.0865 | 24.9646 | 23.2834 | 20.0047 | 14.9788 | 5.752
| SPS1 | CH | Space and water heat production in Residential sector¦Space heating¦Oil¦Light fuel oil boiler | PJ/yr. | 45.1244 | 38.5308 | 38.4759 | 38.6824 | 32.2284 | 30.1487 | 29.0865 | 24.9646 | 23.2834 | 20.0047 | 14.9788 | 5.752
| SPS1 | CH | Space and water heat production in Residential sector¦Space heating¦Gas | PJ/yr. | 36.57 | 39.2972 | 37.2853 | 38.7618 | 41.3855 | 41.6596 | 41.6003 | 43.193 | 41.8016 | 39.9897 | 42.8423 | 37.3342
| SPS1 | CH | Space and water heat production in Residential sector¦Space heating¦Gas¦Gas boiler | PJ/yr. | 36.57 | 39.2972 | 37.2716 | 38.7478 | 38.8778 | 36.9338 | 35.8305 | 34.7448 | 32.7698 | 30.5376 | 29.91 | 24.3921
| SPS1 | CH | Space and water heat production in Residential sector¦Space heating¦Gas¦Heat pump gas | PJ/yr. | 0 | 0 | 0.013733 | 0.014054 | 2.5076 | 4.7257 | 5.7698 | 8.4482 | 9.0318 | 9.4521 | 12.9323 | 12.9421
| SPS1 | CH | Space and water heat production in Residential sector¦Space heating¦Coal | PJ/yr. | 0.072001 | 0.072001 | 0.0014909 | 0.0012701 | 0.00051795 | 0 | 0 | 0 | 0 | 0 | 0 | 0
| SPS1 | CH | Space and water heat production in Residential sector¦Space heating¦Coal¦Coal boiler | PJ/yr. | 0.072001 | 0.072001 | 0.0014909 | 0.0012701 | 0.00051795 | 0 | 0 | 0 | 0 | 0 | 0 | 0
| SPS1 | CH | Space and water heat production in Residential sector¦Space heating¦Heat | PJ/yr. | 3.9895 | 7.6983 | 8.3348 | 8.2662 | 8.3947 | 9.1527 | 8.5369 | 9.1695 | 9.0029 | 8.6139 | 8.8781 | 8.0773
| SPS1 | CH | Space and water heat production in Residential sector¦Space heating¦Heat¦On-site CHPs | PJ/yr. | 0.07396 | 0.0052383 | 0.20561 | 1.276 | 1.2917 | 1.3058 | 1.3144 | 1.3244 | 1.3243 | 1.3311 | 1.3343 | 1.3344
| SPS1 | CH | Space and water heat production in Residential sector¦Space heating¦Heat¦On-site CHPs¦Residential sector CHPs gas | PJ/yr. | 0.07396 | 0.0052383 | 0.20561 | 1.263 | 1.2731 | 1.2899 | 1.2967 | 1.2827 | 1.2836 | 1.289 | 1.3006 | 1.2688
| SPS1 | CH | Space and water heat production in Residential sector¦Space heating¦Heat¦On-site CHPs¦Residential sector CHPs fuel cells (gas reformer) | PJ/yr. | 0 | 0 | 0 | 0 | 0 | 0 | 0 | 0 | 0 | 0 | 0 | 0
| SPS1 | CH | Space and water heat production in Residential sector¦Space heating¦Heat¦On-site CHPs¦Residential sector CHPs wood | PJ/yr. | 0 | 0 | 0 | 0.013002 | 0.018588 | 0.015848 | 0.017747 | 0.041663 | 0.040783 | 0.042093 | 0.033692 | 0.065582
| SPS1 | CH | Space and water heat production in Residential sector¦Space heating¦Heat¦District heating | PJ/yr. | 3.9155 | 7.693 | 8.1292 | 6.9903 | 7.103 | 7.8469 | 7.2225 | 7.8451 | 7.6786 | 7.2828 | 7.5439 | 6.7429
| SPS1 | CH | Space and water heat production in Residential sector¦Space heating¦Wood | PJ/yr. | 9.1311 | 9.1641 | 8.24 | 6.5076 | 6.0451 | 5.3049 | 4.6825 | 3.8775 | 3.689 | 3.1136 | 2.9021 | 1.8141
| SPS1 | CH | Space and water heat production in Residential sector¦Space heating¦Wood¦Wood boiler | PJ/yr. | 9.1311 | 9.1641 | 8.24 | 6.5076 | 6.0451 | 5.3049 | 4.6825 | 3.8775 | 3.689 | 3.1136 | 2.9021 | 1.8141
| SPS1 | CH | Space and water heat production in Residential sector¦Space heating¦Pellets | PJ/yr. | 2.6969 | 3.1682 | 3.1692 | 3.2991 | 3.4139 | 3.4997 | 3.568 | 3.6222 | 3.6646 | 3.7022 | 3.7022 | 3.7024
| SPS1 | CH | Space and water heat production in Residential sector¦Space heating¦Pellets¦Pellets boiler | PJ/yr. | 2.6969 | 3.1682 | 3.1692 | 3.2991 | 3.4139 | 3.4997 | 3.568 | 3.6222 | 3.6646 | 3.7022 | 3.7022 | 3.7024
| SPS1 | CH | Space and water heat production in Residential sector¦Space heating¦Solar | PJ/yr. | 0.78535 | 0.94132 | 0.94353 | 0.94229 | 0.88975 | 0.85895 | 0.85944 | 0.80712 | 0.79581 | 0.7445 | 0.75429 | 0.63952
| SPS1 | CH | Space and water heat production in Residential sector¦Space heating¦Solar¦Solar thermal | PJ/yr. | 0.78535 | 0.94132 | 0.94353 | 0.94229 | 0.88975 | 0.85895 | 0.85944 | 0.80712 | 0.79581 | 0.7445 | 0.75429 | 0.63952
| SPS1 | CH | Space and water heat production in Residential sector¦Space heating¦Hydrogen | PJ/yr. | 0 | 0 | 0 | 0 | 0 | 0 | 0 | 0 | 0 | 0 | 0 | 0
| SPS1 | CH | Space and water heat production in Residential sector¦Space heating¦Hydrogen¦Hydrogen boiler | PJ/yr. | 0 | 0 | 0 | 0 | 0 | 0 | 0 | 0 | 0 | 0 | 0 | 0
| SPS1 | CH | Space and water heat production in Residential sector¦Space heating¦Energy savings | PJ/yr. | 2.9133 | 6.9416 | 6.9412 | 6.94 | 6.9409 | 6.941 | 6.9405 | 6.9403 | 6.9403 | 6.9405 | 6.9402 | 6.9422
| SPS1 | CH | Space and water heat production in Residential sector¦Water heating | PJ/yr. | 26.9784 | 25.9301 | 25.958 | 25.5921 | 25.7037 | 25.5815 | 25.382 | 25.1431 | 25.4435 | 24.9787 | 24.5199 | 24.0903
| SPS1 | CH | Space and water heat production in Residential sector¦Water heating¦Electricty | PJ/yr. | 9.8846 | 10.6042 | 11.8445 | 11.1317 | 11.8825 | 11.63 | 11.3754 | 10.277 | 10.9369 | 11.0587 | 9.5193 | 10.8315
| SPS1 | CH | Space and water heat production in Residential sector¦Water heating¦Electricty¦Electric boiler | PJ/yr. | 6.6447 | 6.9687 | 6.9065 | 5.1398 | 4.1009 | 3.5875 | 2.9942 | 1.8931 | 0.49785 | 0.46631 | 0.42457 | 0.34724
| SPS1 | CH | Space and water heat production in Residential sector¦Water heating¦Electricty¦Heat pump electric | PJ/yr. | 3.2399 | 3.6355 | 4.938 | 5.992 | 7.7816 | 8.0425 | 8.3813 | 8.3839 | 10.439 | 10.5924 | 9.0947 | 10.4842
| SPS1 | CH | Space and water heat production in Residential sector¦Water heating¦Oil | PJ/yr. | 6.9845 | 5.9374 | 1.2338 | 1.9889 | 0.5809 | 0.0053612 | 0.0053568 | 0.0050418 | 0.0069845 | 0.010548 | 0.0088269 | 0.025004
| SPS1 | CH | Space and water heat production in Residential sector¦Water heating¦Oil¦Light fuel oil boiler | PJ/yr. | 6.9845 | 5.9374 | 1.2338 | 1.9889 | 0.5809 | 0.0053612 | 0.0053568 | 0.0050418 | 0.0069845 | 0.010548 | 0.0088269 | 0.025004
| SPS1 | CH | Space and water heat production in Residential sector¦Water heating¦Gas | PJ/yr. | 6.3805 | 5.1463 | 9.0167 | 9.138 | 10.2592 | 10.8986 | 11.083 | 11.9296 | 11.6175 | 11.1823 | 12.2148 | 10.7865
| SPS1 | CH | Space and water heat production in Residential sector¦Water heating¦Gas¦Gas boiler | PJ/yr. | 6.3805 | 5.1463 | 9.014 | 9.1349 | 9.7555 | 9.5926 | 9.3061 | 9.0241 | 8.5111 | 7.9314 | 7.7684 | 6.3353
| SPS1 | CH | Space and water heat production in Residential sector¦Water heating¦Gas¦Heat pump gas | PJ/yr. | 0 | 0 | 0.0027522 | 0.0031358 | 0.50366 | 1.306 | 1.7769 | 2.9055 | 3.1064 | 3.2509 | 4.4464 | 4.4513
| SPS1 | CH | Space and water heat production in Residential sector¦Water heating¦Coal | PJ/yr. | 0 | 0 | 0 | 0 | 0 | 0 | 0 | 0 | 0 | 0 | 0 | 0
| SPS1 | CH | Space and water heat production in Residential sector¦Water heating¦Coal¦Coal boiler | PJ/yr. | 0 | 0 | 0 | 0 | 0 | 0 | 0 | 0 | 0 | 0 | 0 | 0
| SPS1 | CH | Space and water heat production in Residential sector¦Water heating¦Heat | PJ/yr. | 1.3171 | 1.4634 | 1.4537 | 1.4418 | 1.4642 | 1.5964 | 1.489 | 1.5993 | 1.5703 | 1.5025 | 1.5485 | 1.4088
| SPS1 | CH | Space and water heat production in Residential sector¦Water heating¦Heat¦On-site CHPs | PJ/yr. | 0.024417 | 0.00099576 | 0.035861 | 0.22256 | 0.22529 | 0.22776 | 0.22926 | 0.231 | 0.23099 | 0.23218 | 0.23272 | 0.23274
| SPS1 | CH | Space and water heat production in Residential sector¦Water heating¦Heat¦On-site CHPs¦Residential sector CHPs gas | PJ/yr. | 0.024417 | 0.00099576 | 0.035861 | 0.22029 | 0.22205 | 0.22499 | 0.22617 | 0.22373 | 0.22388 | 0.22483 | 0.22685 | 0.2213
| SPS1 | CH | Space and water heat production in Residential sector¦Water heating¦Heat¦On-site CHPs¦Residential sector CHPs fuel cells (gas reformer) | PJ/yr. | 0 | 0 | 0 | 0 | 0 | 0 | 0 | 0 | 0 | 0 | 0 | 0
| SPS1 | CH | Space and water heat production in Residential sector¦Water heating¦Heat¦On-site CHPs¦Residential sector CHPs wood | PJ/yr. | 0 | 0 | 0 | 0.0022678 | 0.0032422 | 0.0027643 | 0.0030954 | 0.0072668 | 0.0071134 | 0.0073419 | 0.0058767 | 0.011439
| SPS1 | CH | Space and water heat production in Residential sector¦Water heating¦Heat¦District heating | PJ/yr. | 1.2927 | 1.4624 | 1.4178 | 1.2193 | 1.2389 | 1.3687 | 1.2597 | 1.3683 | 1.3393 | 1.2703 | 1.3158 | 1.1761
| SPS1 | CH | Space and water heat production in Residential sector¦Water heating¦Wood | PJ/yr. | 0.52048 | 0.59724 | 0.33499 | 0.26453 | 0.24573 | 0.21564 | 0.19035 | 0.15764 | 0.14996 | 0.12661 | 0.11799 | 0.073914
| SPS1 | CH | Space and water heat production in Residential sector¦Water heating¦Wood¦Wood boiler | PJ/yr. | 0.52048 | 0.59724 | 0.33499 | 0.26453 | 0.24573 | 0.21564 | 0.19035 | 0.15764 | 0.14996 | 0.12661 | 0.11799 | 0.073914
| SPS1 | CH | Space and water heat production in Residential sector¦Water heating¦Pellets | PJ/yr. | 0.16979 | 0.19484 | 0.12883 | 0.13411 | 0.13877 | 0.14226 | 0.14504 | 0.14725 | 0.14896 | 0.1505 | 0.1505 | 0.15053
| SPS1 | CH | Space and water heat production in Residential sector¦Water heating¦Pellets¦Pellets boiler | PJ/yr. | 0.16979 | 0.19484 | 0.12883 | 0.13411 | 0.13877 | 0.14226 | 0.14504 | 0.14725 | 0.14896 | 0.1505 | 0.1505 | 0.15053
| SPS1 | CH | Space and water heat production in Residential sector¦Water heating¦Solar | PJ/yr. | 1.7215 | 1.9868 | 1.9454 | 1.4929 | 1.1324 | 1.0932 | 1.0938 | 1.0272 | 1.0128 | 0.94751 | 0.95998 | 0.814
| SPS1 | CH | Space and water heat production in Residential sector¦Water heating¦Solar¦Solar thermal | PJ/yr. | 1.7215 | 1.9868 | 1.9454 | 1.4929 | 1.1324 | 1.0932 | 1.0938 | 1.0272 | 1.0128 | 0.94751 | 0.95998 | 0.814
| SPS1 | CH | Space and water heat production in Residential sector¦Water heating¦Hydrogen | PJ/yr. | 0 | 0 | 0 | 0 | 0 | 0 | 0 | 0 | 0 | 0 | 0 | 0
| SPS1 | CH | Space and water heat production in Residential sector¦Water heating¦Hydrogen¦Hydrogen boiler | PJ/yr. | 0 | 0 | 0 | 0 | 0 | 0 | 0 | 0 | 0 | 0 | 0 | 0
| SPS1 | CH | Space and water heat production in Residential sector¦Water heating¦Energy savings | PJ/yr. | 0 | 0 | 0 | 0 | 0 | 0 | 0 | 0 | 0 | 0 | 0 | 0
| SPS1 | CH | Efficiency in Residential sector | % | bar: 2020 to 2070
| SPS1 | CH | Efficiency in Residential sector¦Space heating¦Electricty¦Electric boiler | % | 95% | 95% | 95% | 95% | 95% | 95% | 95% | 95% | 95% | 95% | 95% | 95%
| SPS1 | CH | Efficiency in Residential sector¦Space heating¦Electricty¦Heat pump electric | % | 320% | 325.3% | 333.3% | 346.7% | 358.3% | 370% | 380% | 390% | 390% | 390% | 390% | 390%
| SPS1 | CH | Efficiency in Residential sector¦Space heating¦Oil¦Light fuel oil boiler | % | 89.58% | 89.58% | 89.58% | 89.58% | 89.58% | 89.58% | 89.58% | 89.58% | 89.58% | 89.58% | 89.58% | 89.58%
| SPS1 | CH | Efficiency in Residential sector¦Space heating¦Gas¦Gas boiler | % | 95% | 95% | 95% | 95% | 95% | 95% | 95% | 95% | 95% | 95% | 95% | 95%
| SPS1 | CH | Efficiency in Residential sector¦Space heating¦Gas¦Heat pump gas | % | - | - | 200% | 208% | 215% | 222% | 228% | 234% | 234% | 234% | 234% | 234%
| SPS1 | CH | Efficiency in Residential sector¦Space heating¦Coal¦Coal boiler | % | 72% | 72% | 72% | 72% | 72% | - | - | - | - | - | - | -
| SPS1 | CH | Efficiency in Residential sector¦Space heating¦Heat¦On-site CHPs¦Residential sector CHPs gas | % | 99% | 99% | 99% | 99% | 99% | 99% | 99% | 99% | 99% | 99% | 99% | 99%
| SPS1 | CH | Efficiency in Residential sector¦Space heating¦Heat¦On-site CHPs¦Residential sector CHPs fuel cells (gas reformer) | % | 99% | 99% | 99% | 99% | 99% | 99% | 99% | 99% | 99% | 99% | 99% | 99%
| SPS1 | CH | Efficiency in Residential sector¦Space heating¦Heat¦On-site CHPs¦Residential sector CHPs wood | % | 99% | 99% | 99% | 99% | 99% | 99% | 99% | 99% | 99% | 99% | 99% | 99%
| SPS1 | CH | Efficiency in Residential sector¦Space heating¦Heat¦District heating | % | 99% | 99% | 99% | 99% | 99% | 99% | 99% | 99% | 99% | 99% | 99% | 99%
| SPS1 | CH | Efficiency in Residential sector¦Space heating¦Wood¦Wood boiler | % | 72% | 72% | 72% | 72% | 72% | 72% | 72% | 72% | 72% | 72% | 72% | 72%
| SPS1 | CH | Efficiency in Residential sector¦Space heating¦Pellets¦Pellets boiler | % | 90% | 90% | 90% | 90% | 90% | 90% | 90% | 90% | 90% | 90% | 90% | 90%
| SPS1 | CH | Efficiency in Residential sector¦Space heating¦Solar¦Solar thermal | % | 100% | 100% | 100% | 100% | 100% | 100% | 100% | 100% | 100% | 100% | 100% | 100%
| SPS1 | CH | Efficiency in Residential sector¦Space heating¦Hydrogen¦Hydrogen boiler | % | bar: 2020 to 2070
| SPS1 | CH | Efficiency in Residential sector¦Water heating¦Electricty¦Electric boiler | % | 79% | 79.2% | 79.5% | 80% | 80.5% | 81% | 81.5% | 82% | 82% | 82% | 82% | 82%
| SPS1 | CH | Efficiency in Residential sector¦Water heating¦Electricty¦Heat pump electric | % | 282% | 282.6% | 283.5% | 285% | 293% | 301% | 306.5% | 312% | 312% | 312% | 312% | 312%
| SPS1 | CH | Efficiency in Residential sector¦Water heating¦Oil¦Light fuel oil boiler | % | 70.83% | 71.46% | 72.4% | 73.96% | 74.74% | 75.52% | 75.52% | 75.52% | 75.52% | 75.52% | 75.52% | 75.52%
| SPS1 | CH | Efficiency in Residential sector¦Water heating¦Gas¦Gas boiler | % | 75% | 75.4% | 76% | 77.01% | 78.02% | 79.02% | 79.53% | 80.08% | 80.08% | 80.71% | 80.89% | 81.04%
| SPS1 | CH | Efficiency in Residential sector¦Water heating¦Gas¦Heat pump gas | % | - | - | 170.1% | 171% | 175.8% | 180.6% | 183.9% | 187.2% | 187.2% | 187.2% | 187.2% | 187.2%
| SPS1 | CH | Efficiency in Residential sector¦Water heating¦Heat¦On-site CHPs¦Residential sector CHPs gas | % | 77% | 77.5% | 78% | 79% | 79% | 79% | 79% | 79% | 79% | 79% | 79% | 79%
| SPS1 | CH | Efficiency in Residential sector¦Water heating¦Heat¦On-site CHPs¦Residential sector CHPs fuel cells (gas reformer) | % | 77% | 77.5% | 78% | 79% | 79% | 79% | 79% | 79% | 79% | 79% | 79% | 79%
| SPS1 | CH | Efficiency in Residential sector¦Water heating¦Heat¦On-site CHPs¦Residential sector CHPs wood | % | 77% | 77.5% | 78% | 79% | 79% | 79% | 79% | 79% | 79% | 79% | 79% | 79%
| SPS1 | CH | Efficiency in Residential sector¦Water heating¦Heat¦District heating | % | 77% | 77.5% | 78% | 79% | 79% | 79% | 79% | 79% | 79% | 79% | 79% | 79%
| SPS1 | CH | Efficiency in Residential sector¦Water heating¦Wood¦Wood boiler | % | 50% | 50% | 50% | 50% | 50% | 50% | 50% | 50% | 50% | 50% | 50% | 50%
| SPS1 | CH | Efficiency in Residential sector¦Water heating¦Pellets¦Pellets boiler | % | 62.5% | 62.5% | 62.5% | 62.5% | 62.5% | 62.5% | 62.5% | 62.5% | 62.5% | 62.5% | 62.5% | 62.5%
| SPS1 | CH | Efficiency in Residential sector¦Water heating¦Solar¦Solar thermal | % | 100% | 100% | 100% | 100% | 100% | 100% | 100% | 100% | 100% | 100% | 100% | 100%
| SPS1 | CH | Efficiency in Residential sector¦Water heating¦Hydrogen¦Hydrogen boiler | % | bar: 2020 to 2070
| SPS1 | CH | Fuel consumption in cars | PJ/yr. | 139.1536 | 135.6802 | 130.885 | 102.4528 | 80.4374 | 75.0167 | 66.957 | 61.0176 | 57.3868 | 53.9349 | 51.6125 | 50.2457
| SPS1 | CH | Fuel consumption in cars¦Electricity | PJ/yr. | 0.7377 | 1.5815 | 4.2389 | 14.1605 | 23.4303 | 24.6902 | 24.7104 | 24.8879 | 25.1185 | 24.8302 | 24.7994 | 24.6452
| SPS1 | CH | Fuel consumption in cars¦Electricity¦Existing battery electric cars | PJ/yr. | 0.46789 | 0.37688 | 0.26221 | 0.1131 | 0 | 0 | 0 | 0 | 0 | 0 | 0 | 0
| SPS1 | CH | Fuel consumption in cars¦Electricity¦New battery electric cars (<60kW) | PJ/yr. | 0.0076928 | 0.017778 | 0.013074 | 0.011671 | 0.0047616 | 0.12536 | 0.36297 | 0.78491 | 0.8328 | 0.7957 | 0.78881 | 0.69767
| SPS1 | CH | Fuel consumption in cars¦Electricity¦New battery electric cars (60-100 kW) | PJ/yr. | 0.066152 | 0.10314 | 1.8805 | 6.8044 | 11.0073 | 11.3562 | 10.924 | 10.3782 | 9.9524 | 9.359 | 8.7154 | 8.4976
| SPS1 | CH | Fuel consumption in cars¦Electricity¦New battery electric cars (100-140 kW) | PJ/yr. | 0.045857 | 0.095026 | 0.10467 | 1.966 | 5.459 | 7.5131 | 7.5927 | 6.9562 | 7.5591 | 7.6855 | 8.1977 | 8.3467
| SPS1 | CH | Fuel consumption in cars¦Electricity¦New battery electric cars (>140 kW) | PJ/yr. | 0.14927 | 0.96867 | 1.6771 | 2.9525 | 3.131 | 1.8927 | 1.8407 | 1.8219 | 1.8407 | 1.8549 | 1.9151 | 1.9626
| SPS1 | CH | Fuel consumption in cars¦Electricity¦New plug-in hybrid gasoline - electricity part (<60 kW) | PJ/yr. | 0 | 3.6055e-05 | 5.4684e-05 | 9.3296e-05 | 0.00010487 | 0.00014945 | 0.00024013 | 0.00026917 | 0.00051933 | 0.00098101 | 0.0014633 | 0.0021746
| SPS1 | CH | Fuel consumption in cars¦Electricity¦New plug-in hybrid gasoline - electricity part (60-100 kW) | PJ/yr. | 0.00083851 | 0.00061715 | 0.0011204 | 0.0015058 | 0.0018883 | 0.0007787 | 0.00098718 | 0.00093687 | 0.0016464 | 0.037662 | 0.083471 | 0.096969
| SPS1 | CH | Fuel consumption in cars¦Electricity¦New plug-in hybrid gasoline - electricity part (100-140 kW) | PJ/yr. | 0 | 0.017992 | 0.082264 | 0.14463 | 0.22192 | 0.16415 | 0.17586 | 0.079756 | 0.19451 | 0.16595 | 0.12296 | 0.023736
| SPS1 | CH | Fuel consumption in cars¦Electricity¦New plug-in hybrid gasoline - electricity part (>140 kW) | PJ/yr. | 0 | 0.00050214 | 0.0011539 | 0.0021323 | 0.0069738 | 0.0025193 | 0.0052229 | 0.0044336 | 0.095027 | 0.08956 | 0.061336 | 0.36437
| SPS1 | CH | Fuel consumption in cars¦Electricity¦New plug-in hybrid diesel - electricity part (<60 kW) | PJ/yr. | 0 | 2.9323e-05 | 5.0732e-05 | 0.00010191 | 0.00017285 | 0.00040436 | 0.00052767 | 0.0011559 | 0.00085082 | 0.00025737 | 9.9912e-05 | 4.7008e-05
| SPS1 | CH | Fuel consumption in cars¦Electricity¦New plug-in hybrid diesel - electricity part (60-100 kW) | PJ/yr. | 0 | 3.837e-05 | 0.0002206 | 0.00040624 | 0.0013696 | 0.00257 | 0.00312 | 0.0041333 | 0.0026065 | 0.0012811 | 0.00030096 | 8.7358e-05
| SPS1 | CH | Fuel consumption in cars¦Electricity¦New plug-in hybrid diesel - electricity part (100-140 kW) | PJ/yr. | 0 | 0.00067477 | 0.21598 | 1.1914 | 2.2482 | 1.685 | 1.5724 | 1.7313 | 0.95516 | 0.47538 | 0.0653 | 0.00011096
| SPS1 | CH | Fuel consumption in cars¦Electricity¦New plug-in hybrid diesel - electricity part (>140 kW) | PJ/yr. | 0 | 0.00012008 | 0.00054012 | 0.00086854 | 0.43733 | 1.1644 | 1.6598 | 1.5624 | 1.4634 | 1.7907 | 2.2928 | 2.2377
| SPS1 | CH | Fuel consumption in cars¦Electricity¦Vehicle-to-grid | PJ/yr. | 0 | 0 | 0 | 0.97171 | 0.91036 | 0.78289 | 0.57196 | 1.5623 | 2.2198 | 2.5733 | 2.5546 | 2.4155
| SPS1 | CH | Fuel consumption in cars¦Hydrogen | PJ/yr. | 0.00085713 | 0.0020245 | 0.0019422 | 0.00013128 | 0.00010738 | 8.0598e-05 | 8.3244e-05 | 8.5364e-05 | 7.0197e-05 | 6.9803e-05 | 6.3189e-05 | 0.00021806
| SPS1 | CH | Fuel consumption in cars¦Hydrogen¦New fuel cell cars (<60 kW) | PJ/yr. | 0 | 1.908e-05 | 2.8119e-05 | 9.5702e-06 | 1.3949e-05 | 1.4624e-05 | 1.2316e-05 | 1.1798e-05 | 9.6169e-06 | 8.278e-06 | 4.9744e-06 | 2.8235e-05
| SPS1 | CH | Fuel consumption in cars¦Hydrogen¦New fuel cell cars (60-100 kW) | PJ/yr. | 8.794e-05 | 0.00011134 | 0.00012128 | 3.3071e-05 | 2.7025e-05 | 2.0891e-05 | 2.2226e-05 | 2.2913e-05 | 1.8021e-05 | 1.8697e-05 | 1.6558e-05 | 5.6563e-05
| SPS1 | CH | Fuel consumption in cars¦Hydrogen¦New fuel cell cars (100-140 kW) | PJ/yr. | 0.00076919 | 0.0018743 | 0.0017605 | 6.2682e-05 | 3.8262e-05 | 2.2583e-05 | 2.3991e-05 | 2.5265e-05 | 2.2525e-05 | 2.2859e-05 | 2.5184e-05 | 7.0152e-05
| SPS1 | CH | Fuel consumption in cars¦Hydrogen¦New fuel cell cars (>140 kW) | PJ/yr. | 0 | 1.9782e-05 | 3.2354e-05 | 2.5953e-05 | 2.8149e-05 | 2.25e-05 | 2.4712e-05 | 2.5388e-05 | 2.0034e-05 | 1.9969e-05 | 1.6473e-05 | 6.3106e-05
| SPS1 | CH | Fuel consumption in cars¦Motor Gasoline | PJ/yr. | 77.9131 | 74.7506 | 78.3734 | 56.2726 | 41.1544 | 36.2788 | 31.549 | 27.6624 | 25.1026 | 22.6303 | 20.7541 | 19.7762
| SPS1 | CH | Fuel consumption in cars¦Motor Gasoline¦Fossil liquids | PJ/yr. | 73.648 | 70.6587 | 74.0832 | 52.5735 | 38.6593 | 34.2925 | 29.8216 | 26.1473 | 23.7281 | 21.3906 | 19.6173 | 18.6921
| SPS1 | CH | Fuel consumption in cars¦Motor Gasoline¦Synthetic liquids | PJ/yr. | 4.2651 | 4.0919 | 4.2903 | 3.6991 | 2.4951 | 1.9863 | 1.7274 | 1.5151 | 1.3745 | 1.2397 | 1.1367 | 1.0841
| SPS1 | CH | Fuel consumption in cars¦Motor Gasoline¦Synthetic liquids¦Bioliquids¦Ethanol | PJ/yr. | 4.2651 | 4.0919 | 4.2903 | 3.6991 | 2.4951 | 1.9863 | 1.7274 | 1.5151 | 1.3745 | 1.2397 | 1.1367 | 1.0841
| SPS1 | CH | Fuel consumption in cars¦Motor Gasoline¦Synthetic liquids¦PtL¦PtL Gasoline | PJ/yr. | 0 | 0 | 0 | 0 | 0 | 0 | 0 | 0 | 0 | 0 | 0 | 0
| SPS1 | CH | Fuel consumption in cars¦Motor Gasoline¦Total¦Conventional gasoline hybrid existing | PJ/yr. | 1.2541 | 1.2429 | 0.92519 | 0.43898 | 0 | 0 | 0 | 0 | 0 | 0 | 0 | 0
| SPS1 | CH | Fuel consumption in cars¦Motor Gasoline¦Total¦New conventional gasoline hybrid (<60 kW) | PJ/yr. | 0.045741 | 0.05366 | 0.037751 | 0.029253 | 0.26359 | 0.51858 | 0.40569 | 0.17484 | 0.025661 | 0.12611 | 0.44101 | 0.59894
| SPS1 | CH | Fuel consumption in cars¦Motor Gasoline¦Total¦New conventional gasoline hybrid (60-100 kW) | PJ/yr. | 0.13864 | 0.20519 | 0.27033 | 0.21666 | 1.0935 | 0.92716 | 0.65533 | 0.0049172 | 0.0031597 | 0.0041129 | 0.0056746 | 0.0056873
| SPS1 | CH | Fuel consumption in cars¦Motor Gasoline¦Total¦New conventional gasoline hybrid (100-140 kW) | PJ/yr. | 0.10276 | 1.1167 | 1.0565 | 0.84484 | 0.26807 | 0.0016981 | 0.0018842 | 0.0022674 | 0.0020891 | 0.0023158 | 0.0022734 | 0.0020261
| SPS1 | CH | Fuel consumption in cars¦Motor Gasoline¦Total¦New conventional gasoline hybrid (>140 kW) | PJ/yr. | 0.090701 | 0.13557 | 0.13033 | 0.10821 | 0.017507 | 0.0051466 | 0.0069937 | 1.1349 | 1.0645 | 0.84429 | 0.27857 | 0.0045511
| SPS1 | CH | Fuel consumption in cars¦Motor Gasoline¦Total¦Conventional gasoline ICE existing | PJ/yr. | 63.9876 | 54.4214 | 46.9261 | 12.9907 | 0 | 0 | 0 | 0 | 0 | 0 | 0 | 0
| SPS1 | CH | Fuel consumption in cars¦Motor Gasoline¦Total¦New conventional gasoline ICE (<60 kW) | PJ/yr. | 0.49706 | 0.55083 | 0.38364 | 0.292 | 0.017536 | 0.0025725 | 0.001614 | 0.0010317 | 0.0005369 | 0.00050234 | 0.0005613 | 0.00072831
| SPS1 | CH | Fuel consumption in cars¦Motor Gasoline¦Total¦New conventional gasoline ICE (60-100 kW) | PJ/yr. | 3.7686 | 5.3072 | 5.2561 | 4.1246 | 0.18024 | 0.01196 | 0.0052504 | 0.0025879 | 0.0013241 | 0.0012615 | 0.0014278 | 0.0017509
| SPS1 | CH | Fuel consumption in cars¦Motor Gasoline¦Total¦New conventional gasoline ICE (100-140 kW) | PJ/yr. | 3.779 | 5.7412 | 7.5625 | 6.2662 | 2.3141 | 0.97185 | 0.5467 | 0.016478 | 0.0035297 | 0.0022492 | 0.0024043 | 0.0025811
| SPS1 | CH | Fuel consumption in cars¦Motor Gasoline¦Total¦New conventional gasoline ICE (>140 kW) | PJ/yr. | 3.9032 | 5.2551 | 13.2591 | 25.499 | 32.1424 | 29.515 | 25.9479 | 22.7515 | 20.3169 | 18.0404 | 16.4814 | 15.3067
| SPS1 | CH | Fuel consumption in cars¦Motor Gasoline¦Total¦New mild hybrid gasoline (<60 kW) | PJ/yr. | 0 | 0.00052871 | 0.21363 | 0.19928 | 0.14365 | 0.027984 | 0.0010546 | 0.00078539 | 0.00057701 | 0.00087601 | 0.0021295 | 0.0028326
| SPS1 | CH | Fuel consumption in cars¦Motor Gasoline¦Total¦New mild hybrid gasoline (60-100 kW) | PJ/yr. | 0 | 0.0004251 | 0.0052216 | 0.0065662 | 0.0058277 | 0.0033652 | 0.0018235 | 0.0014327 | 0.0011272 | 0.0015268 | 0.002366 | 0.0026513
| SPS1 | CH | Fuel consumption in cars¦Motor Gasoline¦Total¦New mild hybrid gasoline (100-140 kW) | PJ/yr. | 0 | 0.00067181 | 0.0038088 | 0.0053935 | 0.0048101 | 0.0032236 | 0.0023951 | 0.0022404 | 0.0018825 | 0.0025155 | 0.0037067 | 0.0036646
| SPS1 | CH | Fuel consumption in cars¦Motor Gasoline¦Total¦New mild hybrid gasoline (>140 kW) | PJ/yr. | 0 | 0.00088495 | 0.99755 | 3.9962 | 3.6691 | 3.8008 | 3.6052 | 3.4597 | 3.2958 | 3.1829 | 3.0982 | 3.0548
| SPS1 | CH | Fuel consumption in cars¦Motor Gasoline¦Total¦New plug-in hybrid gasoline - gasoline part (<60 kW) | PJ/yr. | 0.00030324 | 0.00081102 | 0.00097921 | 0.00096595 | 0.00078682 | 0.00071094 | 0.00084302 | 0.00064786 | 0.0011968 | 0.0022433 | 0.0033036 | 0.0050522
| SPS1 | CH | Fuel consumption in cars¦Motor Gasoline¦Total¦New plug-in hybrid gasoline - gasoline part (60-100 kW) | PJ/yr. | 0.084784 | 0.16697 | 0.16119 | 0.13065 | 0.014162 | 0.0030944 | 0.002816 | 0.0017678 | 0.0029886 | 0.08475 | 0.19081 | 0.2303
| SPS1 | CH | Fuel consumption in cars¦Motor Gasoline¦Total¦New plug-in hybrid gasoline - gasoline part (100-140 kW) | PJ/yr. | 0.089914 | 0.24522 | 0.89004 | 0.88852 | 0.98405 | 0.47772 | 0.35159 | 0.10076 | 0.24404 | 0.20621 | 0.15261 | 0.029822
| SPS1 | CH | Fuel consumption in cars¦Motor Gasoline¦Total¦New plug-in hybrid gasoline - gasoline part (>140 kW) | PJ/yr. | 0.17069 | 0.30534 | 0.29349 | 0.23475 | 0.034983 | 0.0079505 | 0.011939 | 0.006521 | 0.13729 | 0.12805 | 0.087596 | 0.52418
| SPS1 | CH | Fuel consumption in cars¦Motor Diesel | PJ/yr. | 60.3986 | 59.2605 | 48.175 | 32.0186 | 15.852 | 14.047 | 10.6969 | 8.4666 | 7.1651 | 6.4738 | 6.0585 | 5.8236
| SPS1 | CH | Fuel consumption in cars¦Motor Diesel¦Fossil liquids | PJ/yr. | 58.8997 | 57.7088 | 46.0138 | 30.9858 | 15.2933 | 13.4985 | 10.2746 | 8.1273 | 6.875 | 6.1677 | 5.7108 | 5.4699
| SPS1 | CH | Fuel consumption in cars¦Motor Diesel¦Synthetic liquids | PJ/yr. | 1.4989 | 1.5517 | 2.1613 | 1.0329 | 0.55864 | 0.54853 | 0.42224 | 0.33936 | 0.2901 | 0.30608 | 0.34762 | 0.35371
| SPS1 | CH | Fuel consumption in cars¦Motor Diesel¦Synthetic liquids¦Bioliquids¦Biodiesel | PJ/yr. | 1.4989 | 1.5517 | 2.1613 | 1.0329 | 0.55864 | 0.54853 | 0.42224 | 0.33936 | 0.2901 | 0.30608 | 0.34762 | 0.35371
| SPS1 | CH | Fuel consumption in cars¦Motor Diesel¦Synthetic liquids¦PtL¦PtL Diesel | PJ/yr. | 0 | 0 | 0 | 0 | 0 | 0 | 0 | 0 | 0 | 0 | 0 | 0
| SPS1 | CH | Fuel consumption in cars¦Motor Diesel¦Total¦Conventional hybrid existing | PJ/yr. | 0 | 0 | 0 | 0 | 0 | 0 | 0 | 0 | 0 | 0 | 0 | 0
| SPS1 | CH | Fuel consumption in cars¦Motor Diesel¦Total¦New conventional diesel hybrid (<60 kW) | PJ/yr. | 3.3107e-05 | 0.16013 | 0.1067 | 0.085985 | 0.77886 | 0.86013 | 1.0527 | 0.48172 | 0.51192 | 0.37065 | 0.00097714 | 0.00098374
| SPS1 | CH | Fuel consumption in cars¦Motor Diesel¦Total¦New conventional diesel hybrid (60-100 kW) | PJ/yr. | 0.0027631 | 0.58957 | 0.81544 | 0.67499 | 0.32115 | 0.025874 | 0.010005 | 0.0071116 | 0.0051544 | 0.0059984 | 0.40475 | 0.4667
| SPS1 | CH | Fuel consumption in cars¦Motor Diesel¦Total¦New conventional diesel hybrid (100-140 kW) | PJ/yr. | 0.029052 | 0.04615 | 0.044297 | 0.033475 | 0.007209 | 0.00138 | 0.0017201 | 0.0022172 | 0.0021547 | 0.002692 | 0.0034725 | 0.0052111
| SPS1 | CH | Fuel consumption in cars¦Motor Diesel¦Total¦New conventional diesel hybrid (>140 kW) | PJ/yr. | 0.035178 | 0.071675 | 0.068088 | 0.056033 | 0.013947 | 0.0031011 | 0.1143 | 1.1419 | 1.072 | 0.74759 | 0.15369 | 0.040601
| SPS1 | CH | Fuel consumption in cars¦Motor Diesel¦Total¦Conventional diesel ICE existing | PJ/yr. | 52.132 | 48.7009 | 35.2376 | 15.3064 | 0 | 0 | 0 | 0 | 0 | 0 | 0 | 0
| SPS1 | CH | Fuel consumption in cars¦Motor Diesel¦Total¦New conventional diesel ICE (<60 kW) | PJ/yr. | 0.0051201 | 0.0061605 | 0.0049006 | 0.0042771 | 0.002576 | 0.044686 | 0.03718 | 0.026648 | 0.0037189 | 0.00035786 | 0.00020569 | 0.00018046
| SPS1 | CH | Fuel consumption in cars¦Motor Diesel¦Total¦New conventional diesel ICE (60-100 kW) | PJ/yr. | 1.2206 | 1.2834 | 1.2739 | 0.76392 | 0.02345 | 0.0028659 | 0.0022641 | 0.0018631 | 0.001089 | 0.00073913 | 0.00042832 | 0.0003611
| SPS1 | CH | Fuel consumption in cars¦Motor Diesel¦Total¦New conventional diesel ICE (100-140 kW) | PJ/yr. | 5.0339 | 5.3272 | 5.2766 | 4.0305 | 0.1403 | 0.0026451 | 0.0023603 | 0.0026152 | 0.0017087 | 0.0011819 | 0.00059448 | 0.00044869
| SPS1 | CH | Fuel consumption in cars¦Motor Diesel¦Total¦New conventional diesel ICE (>140 kW) | PJ/yr. | 1.9341 | 2.2109 | 2.1731 | 1.6646 | 0.10952 | 0.0020379 | 0.0019625 | 0.002361 | 0.0016413 | 0.0011112 | 0.00050943 | 0.0003894
| SPS1 | CH | Fuel consumption in cars¦Motor Diesel¦Total¦New mild hybrid diesel (<60 kW) | PJ/yr. | 0 | 0.00054796 | 0.838 | 2.146 | 1.931 | 1.1555 | 0.3041 | 0.10299 | 0.013677 | 0.0010645 | 0.0011997 | 0.001261
| SPS1 | CH | Fuel consumption in cars¦Motor Diesel¦Total¦New mild hybrid diesel (60-100 kW) | PJ/yr. | 0 | 0.00041124 | 0.0031778 | 0.0061911 | 0.016136 | 0.017174 | 0.0099928 | 0.0044411 | 0.0027284 | 0.0033022 | 0.0045992 | 0.006268
| SPS1 | CH | Fuel consumption in cars¦Motor Diesel¦Total¦New mild hybrid diesel (100-140 kW) | PJ/yr. | 0 | 0.00062394 | 0.0027058 | 0.0050206 | 0.069006 | 1.0644 | 2.0533 | 2.2507 | 2.2501 | 2.1967 | 2.1429 | 2.1116
| SPS1 | CH | Fuel consumption in cars¦Motor Diesel¦Total¦New mild hybrid diesel (>140 kW) | PJ/yr. | 0 | 0.00039195 | 0.0010687 | 0.0015938 | 0.0025029 | 0.0049366 | 0.0066132 | 0.010281 | 0.011032 | 0.0086063 | 0.0043965 | 0.0045534
| SPS1 | CH | Fuel consumption in cars¦Motor Diesel¦Total¦New plug-in hybrid diesel - diesel part (<60 kW) | PJ/yr. | 1.8136e-05 | 0.00064766 | 0.00089039 | 0.0010343 | 0.0012657 | 0.0018911 | 0.0018117 | 0.0026262 | 0.0019132 | 0.00060858 | 0.00028212 | 0.00021125
| SPS1 | CH | Fuel consumption in cars¦Motor Diesel¦Total¦New plug-in hybrid diesel - diesel part (60-100 kW) | PJ/yr. | 1.1129e-05 | 0.00074613 | 0.0035572 | 0.0042507 | 0.0093965 | 0.011338 | 0.0092028 | 0.007461 | 0.0046388 | 0.0026191 | 0.00075243 | 0.00037876
| SPS1 | CH | Fuel consumption in cars¦Motor Diesel¦Total¦New plug-in hybrid diesel - diesel part (100-140 kW) | PJ/yr. | 0.00011375 | 0.84105 | 2.3028 | 7.2126 | 10.1976 | 6.4501 | 3.1826 | 2.1661 | 1.1855 | 0.58499 | 0.080067 | 0.00042643
| SPS1 | CH | Fuel consumption in cars¦Motor Diesel¦Total¦New plug-in hybrid diesel - diesel part (>140 kW) | PJ/yr. | 0.0056693 | 0.019948 | 0.022181 | 0.021878 | 2.2281 | 4.3989 | 3.9068 | 2.2555 | 2.096 | 2.5456 | 3.2596 | 3.184
| SPS1 | CH | Fuel consumption in cars¦Gas | PJ/yr. | 0.10331 | 0.085608 | 0.095667 | 0.0008932 | 0.00063783 | 0.0006161 | 0.00059853 | 0.00055664 | 0.0004878 | 0.00047474 | 0.00043827 | 0.00044124
| SPS1 | CH | Fuel consumption in cars¦Fossil gases | PJ/yr. | 0.095453 | 0.075013 | 0.093696 | 0.00060558 | 0 | 0 | 0 | 0 | 0 | 0 | 0 | 0
| SPS1 | CH | Fuel consumption in cars¦Synthetic gases | PJ/yr. | 0.0078612 | 0.010596 | 0.001971 | 0.00028761 | 0.30098 | 0.43414 | 0.057038 | 0.088067 | 0.03766 | 0.053541 | 0.14894 | 0.050168
| SPS1 | CH | Fuel consumption in cars¦Synthetic gases¦Biogases¦Biogas | PJ/yr. | 0.0078612 | 0.010596 | 0.001971 | 0.00028761 | 0.0002018 | 2.1745e-05 | 2.8275e-05 | 5.3148e-05 | 3.1299e-05 | 4.9342e-05 | 3.6757e-05 | 6.9916e-05
| SPS1 | CH | Fuel consumption in cars¦Synthetic gases¦PtG¦PtG gas | PJ/yr. | 0 | 0 | 0 | 0 | 0.30078 | 0.43412 | 0.05701 | 0.088014 | 0.037629 | 0.053492 | 0.1489 | 0.050098
| SPS1 | CH | Fuel consumption in cars¦Gas¦Total¦Conventional gas ICE existing | PJ/yr. | 0 | 0 | 0 | 0 | 0 | 0 | 0 | 0 | 0 | 0 | 0 | 0
| SPS1 | CH | Fuel consumption in cars¦Gas¦Total¦New conventionalgas ICE (<60 kW) | PJ/yr. | 0.0035862 | 0.0021337 | 0.0021447 | 0.00014582 | 7.966e-05 | 6.1985e-05 | 5.8829e-05 | 5.9218e-05 | 4.978e-05 | 5.3214e-05 | 5.1483e-05 | 5.5302e-05
| SPS1 | CH | Fuel consumption in cars¦Gas¦Total¦New conventional gas ICE (60-100 kW) | PJ/yr. | 0.04717 | 0.032751 | 0.044633 | 0.00013642 | 0.00014486 | 0.00014826 | 0.0001413 | 0.00013118 | 0.00011264 | 0.00011383 | 0.00010999 | 0.00011414
| SPS1 | CH | Fuel consumption in cars¦Gas¦Total¦New conventional gas ICE (100-140 kW) | PJ/yr. | 0.0043221 | 0.0036209 | 0.0048647 | 0.00053269 | 0.00024131 | 0.00020302 | 0.00020276 | 0.00018612 | 0.00016366 | 0.00015768 | 0.00014748 | 0.0001454
| SPS1 | CH | Fuel consumption in cars¦Gas¦Total¦New conventional gas ICE (>140 kW) | PJ/yr. | 0.048236 | 0.047103 | 0.044025 | 7.8276e-05 | 0.000172 | 0.00020284 | 0.00019563 | 0.00018012 | 0.00016172 | 0.00015001 | 0.00012932 | 0.0001264
| SPS1 | CH | Cars mileage | billion km/yr. | 49.0035 | 55.6713 | 60.2615 | 62.3395 | 62.6206 | 62.3446 | 61.7476 | 61.1507 | 60.9555 | 60.7532 | 60.589 | 60.5523
| SPS1 | CH | Cars mileage¦Electricity¦Existing battery electric cars | billion km/yr. | 0.41619 | 0.36066 | 0.27745 | 0.13873 | 0 | 0 | 0 | 0 | 0 | 0 | 0 | 0
| SPS1 | CH | Cars mileage¦Electricity¦New battery electric cars (<60kW) | billion km/yr. | 0.013937 | 0.032207 | 0.023685 | 0.021144 | 0.0087415 | 0.24978 | 0.75054 | 1.6891 | 1.8466 | 1.8386 | 1.8936 | 1.7015
| SPS1 | CH | Cars mileage¦Electricity¦New battery electric cars (60-100 kW) | billion km/yr. | 0.096833 | 0.15097 | 2.7526 | 9.9603 | 16.6695 | 17.6051 | 17.6867 | 18.0161 | 17.9657 | 17.7669 | 17.146 | 17.0122
| SPS1 | CH | Cars mileage¦Electricity¦New battery electric cars (100-140 kW) | billion km/yr. | 0.061332 | 0.12709 | 0.14 | 2.6294 | 7.5812 | 10.748 | 11.2721 | 10.9533 | 12.6495 | 13.5707 | 14.8441 | 15.3159
| SPS1 | CH | Cars mileage¦Electricity¦New battery electric cars (>140 kW) | billion km/yr. | 0.1933 | 1.2544 | 2.1718 | 3.8234 | 4.1301 | 2.5221 | 2.6507 | 2.786 | 2.9281 | 3.0774 | 3.2344 | 3.3994
| SPS1 | CH | Cars mileage¦Electricity¦New plug-in hybrid gasoline (<60 kW) | billion km/yr. | 0.00021548 | 0.00064483 | 0.00079901 | 0.00085898 | 0.00076996 | 0.00081071 | 0.0011374 | 0.0010775 | 0.0021509 | 0.0043604 | 0.0065599 | 0.010287
| SPS1 | CH | Cars mileage¦Electricity¦New plug-in hybrid gasoline (60-100 kW) | billion km/yr. | 0.050952 | 0.098782 | 0.096147 | 0.078827 | 0.011484 | 0.0031295 | 0.0034885 | 0.0028382 | 0.0051216 | 0.1447 | 0.32437 | 0.38501
| SPS1 | CH | Cars mileage¦Electricity¦New plug-in hybrid gasoline (100-140 kW) | billion km/yr. | 0.049051 | 0.15899 | 0.60082 | 0.68738 | 0.89301 | 0.52835 | 0.51101 | 0.20291 | 0.52326 | 0.46744 | 0.34591 | 0.067466
| SPS1 | CH | Cars mileage¦Electricity¦New plug-in hybrid gasoline (>140 kW) | billion km/yr. | 0.088718 | 0.15938 | 0.1541 | 0.12487 | 0.028213 | 0.0078851 | 0.014797 | 0.010865 | 0.25191 | 0.24758 | 0.16931 | 1.017
| SPS1 | CH | Cars mileage¦Electricity¦New plug-in hybrid diesel (<60 kW) | billion km/yr. | 1.321e-05 | 0.00052252 | 0.0007392 | 0.00093626 | 0.0012644 | 0.002208 | 0.00252 | 0.0046631 | 0.003531 | 0.0011525 | 0.00049605 | 0.00031452
| SPS1 | CH | Cars mileage¦Electricity¦New plug-in hybrid diesel (60-100 kW) | billion km/yr. | 6.5342e-06 | 0.00050184 | 0.0024502 | 0.0031401 | 0.007869 | 0.011194 | 0.01144 | 0.012559 | 0.008147 | 0.0045228 | 0.0011635 | 0.00048248
| SPS1 | CH | Cars mileage¦Electricity¦New plug-in hybrid diesel (100-140 kW) | billion km/yr. | 6.2484e-05 | 0.46654 | 1.5774 | 5.6621 | 9.0534 | 6.3759 | 4.576 | 4.4375 | 2.5766 | 1.3438 | 0.18315 | 0.00053377
| SPS1 | CH | Cars mileage¦Electricity¦New plug-in hybrid diesel (>140 kW) | billion km/yr. | 0.0029873 | 0.010675 | 0.01242 | 0.012695 | 1.788 | 4.151 | 4.8334 | 3.9711 | 3.9004 | 4.9918 | 6.3925 | 6.2452
| SPS1 | CH | Cars mileage¦Hydrogen¦New fuel cell cars (<60 kW) | billion km/yr. | 0 | 2.0923e-05 | 3.0834e-05 | 1.0494e-05 | 1.5689e-05 | 1.7492e-05 | 1.5353e-05 | 1.5571e-05 | 1.3455e-05 | 1.2382e-05 | 7.7542e-06 | 4.4547e-05
| SPS1 | CH | Cars mileage¦Hydrogen¦New fuel cell cars (60-100 kW) | billion km/yr. | 7.8398e-05 | 9.9262e-05 | 0.00010812 | 2.9483e-05 | 2.4653e-05 | 2.0216e-05 | 2.2614e-05 | 2.4739e-05 | 2.0786e-05 | 2.306e-05 | 2.1178e-05 | 7.3578e-05
| SPS1 | CH | Cars mileage¦Hydrogen¦New fuel cell cars (100-140 kW) | billion km/yr. | 0.00063843 | 0.0015557 | 0.0014612 | 5.2026e-05 | 3.2332e-05 | 2.033e-05 | 2.2779e-05 | 2.5487e-05 | 2.421e-05 | 2.6333e-05 | 3.0096e-05 | 8.526e-05
| SPS1 | CH | Cars mileage¦Hydrogen¦New fuel cell cars (>140 kW) | billion km/yr. | 0 | 1.6553e-05 | 2.7072e-05 | 2.1716e-05 | 2.4086e-05 | 2.0389e-05 | 2.3448e-05 | 2.5469e-05 | 2.135e-05 | 2.2664e-05 | 1.935e-05 | 7.5395e-05
| SPS1 | CH | Cars mileage¦Motor Gasoline¦Total¦Conventional gasoline hybrid existing | billion km/yr. | 0.61926 | 0.6277 | 0.48285 | 0.24143 | 0 | 0 | 0 | 0 | 0 | 0 | 0 | 0
| SPS1 | CH | Cars mileage¦Motor Gasoline¦Total¦New conventional gasoline hybrid (<60 kW) | billion km/yr. | 0.051876 | 0.062221 | 0.043659 | 0.035069 | 0.24458 | 0.49209 | 0.38574 | 0.16944 | 0.025459 | 0.14856 | 0.51968 | 0.7058
| SPS1 | CH | Cars mileage¦Motor Gasoline¦Total¦New conventional gasoline hybrid (60-100 kW) | billion km/yr. | 0.22182 | 0.38908 | 0.5071 | 0.41668 | 0.9225 | 0.71942 | 0.50345 | 0.0041208 | 0.0028049 | 0.0039225 | 0.0055473 | 0.0056055
| SPS1 | CH | Cars mileage¦Motor Gasoline¦Total¦New conventional gasoline hybrid (100-140 kW) | billion km/yr. | 0.20246 | 2.7809 | 2.6278 | 2.1163 | 0.68169 | 0.0012251 | 0.0013792 | 0.0017542 | 0.0016902 | 0.0019675 | 0.0019898 | 0.0018008
| SPS1 | CH | Cars mileage¦Motor Gasoline¦Total¦New conventional gasoline hybrid (>140 kW) | billion km/yr. | 0.10387 | 0.17989 | 0.17245 | 0.14458 | 0.026503 | 0.0036331 | 0.0050668 | 0.88825 | 0.8448 | 0.67259 | 0.22612 | 0.0039164
| SPS1 | CH | Cars mileage¦Motor Gasoline¦Total¦Conventional gasoline ICE existing | billion km/yr. | 18.303 | 15.9209 | 14.1863 | 4.1386 | 0 | 0 | 0 | 0 | 0 | 0 | 0 | 0
| SPS1 | CH | Cars mileage¦Motor Gasoline¦Total¦New conventional gasoline ICE (<60 kW) | billion km/yr. | 0.33931 | 0.37241 | 0.2596 | 0.19964 | 0.010713 | 0.0016272 | 0.0010797 | 0.00073493 | 0.00041649 | 0.00043263 | 0.00050452 | 0.00066631
| SPS1 | CH | Cars mileage¦Motor Gasoline¦Total¦New conventional gasoline ICE (60-100 kW) | billion km/yr. | 2.2848 | 3.208 | 3.1766 | 2.512 | 0.10782 | 0.0061286 | 0.0027827 | 0.0014812 | 0.00082596 | 0.00087603 | 0.0010344 | 0.0012904
| SPS1 | CH | Cars mileage¦Motor Gasoline¦Total¦New conventional gasoline ICE (100-140 kW) | billion km/yr. | 1.9525 | 2.9626 | 3.838 | 3.1935 | 1.113 | 0.45859 | 0.25722 | 0.0084787 | 0.0019721 | 0.0014491 | 0.0016185 | 0.0017698
| SPS1 | CH | Cars mileage¦Motor Gasoline¦Total¦New conventional gasoline ICE (>140 kW) | billion km/yr. | 1.7183 | 2.277 | 5.7549 | 11.1314 | 14.5784 | 14.1454 | 13.4521 | 12.7929 | 12.1659 | 11.5696 | 11.0026 | 10.4641
| SPS1 | CH | Cars mileage¦Motor Gasoline¦Total¦New mild hybrid gasoline (<60 kW) | billion km/yr. | 0 | 0.00027407 | 0.11802 | 0.11076 | 0.079976 | 0.015949 | 0.00078609 | 0.00064839 | 0.00051378 | 0.00080975 | 0.0019685 | 0.0026184
| SPS1 | CH | Cars mileage¦Motor Gasoline¦Total¦New mild hybrid gasoline (60-100 kW) | billion km/yr. | 0 | 0.00017741 | 0.0023191 | 0.0030411 | 0.0028042 | 0.0017987 | 0.0011213 | 0.00098928 | 0.00083758 | 0.0011766 | 0.0018233 | 0.0020431
| SPS1 | CH | Cars mileage¦Motor Gasoline¦Total¦New mild hybrid gasoline (100-140 kW) | billion km/yr. | 0 | 0.00026064 | 0.0015645 | 0.0023187 | 0.0021766 | 0.0016496 | 0.001397 | 0.0014695 | 0.0013155 | 0.0018124 | 0.0026706 | 0.0026403
| SPS1 | CH | Cars mileage¦Motor Gasoline¦Total¦New mild hybrid gasoline (>140 kW) | billion km/yr. | 0 | 0.00034807 | 0.4189 | 1.8166 | 1.7464 | 1.9989 | 2.165 | 2.2295 | 2.2652 | 2.2689 | 2.2086 | 2.1776
| SPS1 | CH | Cars mileage¦Motor Diesel¦Total¦Conventional diesel hybrid existing | billion km/yr. | 0 | 0 | 0 | 0 | 0 | 0 | 0 | 0 | 0 | 0 | 0 | 0
| SPS1 | CH | Cars mileage¦Motor Diesel¦Total¦New conventional diesel hybrid (<60 kW) | billion km/yr. | 1.3847e-05 | 0.27183 | 0.18095 | 0.14557 | 0.74263 | 0.80348 | 1.019 | 0.48442 | 0.54793 | 0.4366 | 0.0011354 | 0.0011589
| SPS1 | CH | Cars mileage¦Motor Diesel¦Total¦New conventional diesel hybrid (60-100 kW) | billion km/yr. | 0.0032419 | 1.5804 | 1.9971 | 1.6424 | 0.73231 | 0.042301 | 0.0081499 | 0.0060242 | 0.0045004 | 0.0057787 | 0.39873 | 0.4598
| SPS1 | CH | Cars mileage¦Motor Diesel¦Total¦New conventional diesel hybrid (100-140 kW) | billion km/yr. | 0.026106 | 0.055189 | 0.052787 | 0.04219 | 0.010036 | 0.00098922 | 0.0012651 | 0.0017182 | 0.0017424 | 0.0023001 | 0.0030523 | 0.0046296
| SPS1 | CH | Cars mileage¦Motor Diesel¦Total¦New conventional diesel hybrid (>140 kW) | billion km/yr. | 0.047336 | 0.11314 | 0.10804 | 0.090692 | 0.0209 | 0.0021859 | 0.085336 | 0.88993 | 0.84019 | 0.58864 | 0.12288 | 0.034923
| SPS1 | CH | Cars mileage¦Motor Diesel¦Total¦Conventional diesel ICE existing | billion km/yr. | 17.6737 | 17.236 | 13.2584 | 6.3292 | 0 | 0 | 0 | 0 | 0 | 0 | 0 | 0
| SPS1 | CH | Cars mileage¦Motor Diesel¦Total¦New conventional diesel ICE (<60 kW) | billion km/yr. | 0.0038419 | 0.0047703 | 0.0038203 | 0.0032809 | 0.0017517 | 0.03087 | 0.025724 | 0.018496 | 0.0026204 | 0.00029163 | 0.00017629 | 0.00016036
| SPS1 | CH | Cars mileage¦Motor Diesel¦Total¦New conventional diesel ICE (60-100 kW) | billion km/yr. | 0.85022 | 0.90319 | 0.89543 | 0.57794 | 0.018795 | 0.0015429 | 0.0012499 | 0.0010997 | 0.00067815 | 0.00048485 | 0.00029561 | 0.00025831
| SPS1 | CH | Cars mileage¦Motor Diesel¦Total¦New conventional diesel ICE (100-140 kW) | billion km/yr. | 2.6577 | 2.8363 | 2.8069 | 2.1813 | 0.082753 | 0.0013172 | 0.0012213 | 0.0014606 | 0.00099582 | 0.00071716 | 0.00038005 | 0.00029864
| SPS1 | CH | Cars mileage¦Motor Diesel¦Total¦New conventional diesel ICE (>140 kW) | billion km/yr. | 0.9015 | 1.0076 | 0.9926 | 0.77168 | 0.042837 | 0.00095878 | 0.00096071 | 0.0012407 | 0.00089789 | 0.0006305 | 0.0003036 | 0.00024196
| SPS1 | CH | Cars mileage¦Motor Diesel¦Total¦New mild hybrid diesel (<60 kW) | billion km/yr. | 0 | 0.00030797 | 0.49646 | 1.3428 | 1.2312 | 0.77389 | 0.22327 | 0.07913 | 0.010633 | 0.00098095 | 0.0011055 | 0.0011619
| SPS1 | CH | Cars mileage¦Motor Diesel¦Total¦New mild hybrid diesel (60-100 kW) | billion km/yr. | 0 | 0.00018592 | 0.0015098 | 0.0030997 | 0.0089692 | 0.010023 | 0.0060806 | 0.0030197 | 0.0020029 | 0.0025354 | 0.0035313 | 0.0048125
| SPS1 | CH | Cars mileage¦Motor Diesel¦Total¦New mild hybrid diesel (100-140 kW) | billion km/yr. | 0 | 0.00026223 | 0.0011896 | 0.0023292 | 0.036768 | 0.62209 | 1.2802 | 1.4695 | 1.5629 | 1.5769 | 1.5383 | 1.5159
| SPS1 | CH | Cars mileage¦Motor Diesel¦Total¦New mild hybrid diesel (>140 kW) | billion km/yr. | 0 | 0.00015656 | 0.00044327 | 0.00069186 | 0.001196 | 0.0026348 | 0.0038087 | 0.0065352 | 0.0072935 | 0.0057904 | 0.002958 | 0.0030636
| SPS1 | CH | Cars mileage¦Gas¦Conventional gas ICE existing | billion km/yr. | 0 | 0 | 0 | 0 | 0 | 0 | 0 | 0 | 0 | 0 | 0 | 0
| SPS1 | CH | Cars mileage¦Gas¦New conventionalgas ICE (<60 kW) | billion km/yr. | 0.0022071 | 0.001352 | 0.0013557 | 9.0907e-05 | 4.8278e-05 | 3.9049e-05 | 3.9104e-05 | 4.339e-05 | 3.949e-05 | 4.5424e-05 | 4.6209e-05 | 5.0826e-05
| SPS1 | CH | Cars mileage¦Gas¦New conventional gas ICE (60-100 kW) | billion km/yr. | 0.031281 | 0.021982 | 0.029957 | 7.32e-05 | 7.0028e-05 | 7.4573e-05 | 7.5116e-05 | 7.7014e-05 | 7.1657e-05 | 7.8104e-05 | 7.9303e-05 | 8.4407e-05
| SPS1 | CH | Cars mileage¦Gas¦New conventional gas ICE (100-140 kW) | billion km/yr. | 0.0020231 | 0.0017159 | 0.0022979 | 0.00025879 | 0.00011499 | 9.8104e-05 | 0.00010336 | 0.0001053 | 9.9991e-05 | 0.00010381 | 0.00010209 | 0.00010348
| SPS1 | CH | Cars mileage¦Gas¦New conventional gas ICE (>140 kW) | billion km/yr. | 0.03293 | 0.032138 | 0.029992 | 4.065e-05 | 8.1338e-05 | 9.879e-05 | 0.00010047 | 0.0001024 | 9.8994e-05 | 9.8383e-05 | 8.9117e-05 | 8.9678e-05
| SPS1 | CH | Cars efficiency | km/MJ | bar: 2020 to 2070
| SPS1 | CH | Cars efficiency¦Electricity¦Existing battery electric cars | km/MJ | 0.88951 | 0.95695 | 1.0581 | 1.2267 | - | - | - | - | - | - | - | -
| SPS1 | CH | Cars efficiency¦Electricity¦New battery electric cars (<60kW) | km/MJ | 1.8117 | 1.8117 | 1.8117 | 1.8117 | 1.8358 | 1.9925 | 2.0678 | 2.152 | 2.2174 | 2.3107 | 2.4006 | 2.4389
| SPS1 | CH | Cars efficiency¦Electricity¦New battery electric cars (60-100 kW) | km/MJ | 1.4638 | 1.4638 | 1.4638 | 1.4638 | 1.5144 | 1.5503 | 1.6191 | 1.736 | 1.8052 | 1.8984 | 1.9673 | 2.002
| SPS1 | CH | Cars efficiency¦Electricity¦New battery electric cars (100-140 kW) | km/MJ | 1.3375 | 1.3375 | 1.3375 | 1.3375 | 1.3888 | 1.4306 | 1.4846 | 1.5746 | 1.6734 | 1.7658 | 1.8108 | 1.835
| SPS1 | CH | Cars efficiency¦Electricity¦New battery electric cars (>140 kW) | km/MJ | 1.295 | 1.295 | 1.295 | 1.295 | 1.3191 | 1.3326 | 1.4401 | 1.5292 | 1.5907 | 1.6591 | 1.6889 | 1.7321
| SPS1 | CH | Cars efficiency¦Electricity¦New plug-in hybrid gasoline (<60 kW) | km/MJ | 0.71059 | 0.76124 | 0.77282 | 0.81093 | 0.86348 | 0.94225 | 1.0501 | 1.175 | 1.2533 | 1.3524 | 1.3761 | 1.4235
| SPS1 | CH | Cars efficiency¦Electricity¦New plug-in hybrid gasoline (60-100 kW) | km/MJ | 0.59507 | 0.58942 | 0.59238 | 0.59648 | 0.71547 | 0.80799 | 0.91727 | 1.0494 | 1.105 | 1.1821 | 1.1826 | 1.1765
| SPS1 | CH | Cars efficiency¦Electricity¦New plug-in hybrid gasoline (100-140 kW) | km/MJ | 0.54554 | 0.60404 | 0.61794 | 0.66532 | 0.74049 | 0.82314 | 0.96883 | 1.124 | 1.1932 | 1.256 | 1.2552 | 1.2597
| SPS1 | CH | Cars efficiency¦Electricity¦New plug-in hybrid gasoline (>140 kW) | km/MJ | 0.51976 | 0.5211 | 0.52299 | 0.52714 | 0.67242 | 0.75313 | 0.86218 | 0.99186 | 1.0843 | 1.1377 | 1.1368 | 1.1446
| SPS1 | CH | Cars efficiency¦Electricity¦New plug-in hybrid diesel (<60 kW) | km/MJ | 0.72841 | 0.77184 | 0.78545 | 0.82405 | 0.87894 | 0.96187 | 1.0772 | 1.2329 | 1.2775 | 1.3309 | 1.2984 | 1.2178
| SPS1 | CH | Cars efficiency¦Electricity¦New plug-in hybrid diesel (60-100 kW) | km/MJ | 0.58712 | 0.6397 | 0.64858 | 0.67429 | 0.73091 | 0.80492 | 0.92832 | 1.0832 | 1.1244 | 1.1596 | 1.1045 | 1.0351
| SPS1 | CH | Cars efficiency¦Electricity¦New plug-in hybrid diesel (100-140 kW) | km/MJ | 0.54929 | 0.55426 | 0.62626 | 0.67374 | 0.72743 | 0.78375 | 0.96235 | 1.1386 | 1.2037 | 1.2673 | 1.2599 | 0.99327
| SPS1 | CH | Cars efficiency¦Electricity¦New plug-in hybrid diesel (>140 kW) | km/MJ | 0.52694 | 0.53194 | 0.54661 | 0.5581 | 0.6708 | 0.74615 | 0.86827 | 1.0401 | 1.0958 | 1.1511 | 1.1513 | 1.1519
| SPS1 | CH | Cars efficiency¦Hydrogen¦New fuel cell cars (<60 kW) | km/MJ | - | 1.0966 | 1.0966 | 1.0966 | 1.1247 | 1.1961 | 1.2466 | 1.3198 | 1.3991 | 1.4958 | 1.5588 | 1.5777
| SPS1 | CH | Cars efficiency¦Hydrogen¦New fuel cell cars (60-100 kW) | km/MJ | 0.8915 | 0.8915 | 0.8915 | 0.8915 | 0.91223 | 0.96767 | 1.0175 | 1.0797 | 1.1534 | 1.2333 | 1.2791 | 1.3008
| SPS1 | CH | Cars efficiency¦Hydrogen¦New fuel cell cars (100-140 kW) | km/MJ | 0.83001 | 0.83001 | 0.83001 | 0.83001 | 0.84503 | 0.90025 | 0.94951 | 1.0088 | 1.0748 | 1.152 | 1.195 | 1.2154
| SPS1 | CH | Cars efficiency¦Hydrogen¦New fuel cell cars (>140 kW) | km/MJ | - | 0.83675 | 0.83675 | 0.83675 | 0.85566 | 0.90618 | 0.94887 | 1.0032 | 1.0657 | 1.135 | 1.1746 | 1.1947
| SPS1 | CH | Cars efficiency¦Motor Gasoline¦Total¦Conventional gasoline hybrid existing | km/MJ | 0.4938 | 0.50503 | 0.52189 | 0.54998 | - | - | - | - | - | - | - | -
| SPS1 | CH | Cars efficiency¦Motor Gasoline¦Total¦New conventional gasoline hybrid (<60 kW) | km/MJ | 1.1341 | 1.1596 | 1.1565 | 1.1988 | 0.92788 | 0.94892 | 0.95081 | 0.96913 | 0.99212 | 1.178 | 1.1784 | 1.1784
| SPS1 | CH | Cars efficiency¦Motor Gasoline¦Total¦New conventional gasoline hybrid (60-100 kW) | km/MJ | 1.5999 | 1.8962 | 1.8759 | 1.9232 | 0.84364 | 0.77595 | 0.76825 | 0.83805 | 0.88772 | 0.95371 | 0.97756 | 0.98563
| SPS1 | CH | Cars efficiency¦Motor Gasoline¦Total¦New conventional gasoline hybrid (100-140 kW) | km/MJ | 1.9702 | 2.4902 | 2.4873 | 2.505 | 2.543 | 0.72148 | 0.73197 | 0.77365 | 0.80908 | 0.8496 | 0.87524 | 0.88881
| SPS1 | CH | Cars efficiency¦Motor Gasoline¦Total¦New conventional gasoline hybrid (>140 kW) | km/MJ | 1.1451 | 1.3269 | 1.3232 | 1.336 | 1.5139 | 0.70593 | 0.72448 | 0.78263 | 0.79361 | 0.79664 | 0.81171 | 0.86053
| SPS1 | CH | Cars efficiency¦Motor Gasoline¦Total¦Conventional gasoline ICE existing | km/MJ | 0.28604 | 0.29255 | 0.30231 | 0.31859 | - | - | - | - | - | - | - | -
| SPS1 | CH | Cars efficiency¦Motor Gasoline¦Total¦New conventional gasoline ICE (<60 kW) | km/MJ | 0.68263 | 0.67609 | 0.67667 | 0.6837 | 0.61093 | 0.63253 | 0.66892 | 0.71238 | 0.77573 | 0.86123 | 0.89886 | 0.91486
| SPS1 | CH | Cars efficiency¦Motor Gasoline¦Total¦New conventional gasoline ICE (60-100 kW) | km/MJ | 0.60627 | 0.60446 | 0.60436 | 0.60902 | 0.59821 | 0.51243 | 0.53 | 0.57236 | 0.6238 | 0.69444 | 0.72452 | 0.73698
| SPS1 | CH | Cars efficiency¦Motor Gasoline¦Total¦New conventional gasoline ICE (100-140 kW) | km/MJ | 0.51667 | 0.51603 | 0.50751 | 0.50964 | 0.48094 | 0.47187 | 0.4705 | 0.51454 | 0.55873 | 0.64429 | 0.67319 | 0.68569
| SPS1 | CH | Cars efficiency¦Motor Gasoline¦Total¦New conventional gasoline ICE (>140 kW) | km/MJ | 0.44023 | 0.4333 | 0.43404 | 0.43654 | 0.45355 | 0.47926 | 0.51843 | 0.56229 | 0.59881 | 0.64132 | 0.66758 | 0.68363
| SPS1 | CH | Cars efficiency¦Motor Gasoline¦Total¦New mild hybrid gasoline (<60 kW) | km/MJ | - | 0.51838 | 0.55248 | 0.55578 | 0.55674 | 0.56991 | 0.74537 | 0.82557 | 0.89043 | 0.92436 | 0.92436 | 0.92436
| SPS1 | CH | Cars efficiency¦Motor Gasoline¦Total¦New mild hybrid gasoline (60-100 kW) | km/MJ | - | 0.41734 | 0.44414 | 0.46314 | 0.48118 | 0.53449 | 0.61488 | 0.69049 | 0.74307 | 0.77062 | 0.77062 | 0.77062
| SPS1 | CH | Cars efficiency¦Motor Gasoline¦Total¦New mild hybrid gasoline (100-140 kW) | km/MJ | - | 0.38797 | 0.41077 | 0.42991 | 0.4525 | 0.51173 | 0.58325 | 0.65592 | 0.69879 | 0.72049 | 0.72049 | 0.72049
| SPS1 | CH | Cars efficiency¦Motor Gasoline¦Total¦New mild hybrid gasoline (>140 kW) | km/MJ | - | 0.39332 | 0.41993 | 0.45459 | 0.47597 | 0.52591 | 0.60051 | 0.64442 | 0.6873 | 0.71285 | 0.71285 | 0.71285
| SPS1 | CH | Cars efficiency¦Motor Diesel¦Total¦Conventional diesel hybrid existing | km/MJ | bar: 2020 to 2070
| SPS1 | CH | Cars efficiency¦Motor Diesel¦Total¦New conventional diesel hybrid (<60 kW) | km/MJ | 0.41824 | 1.6976 | 1.6959 | 1.693 | 0.95349 | 0.93415 | 0.96799 | 1.0056 | 1.0703 | 1.178 | 1.162 | 1.1781
| SPS1 | CH | Cars efficiency¦Motor Diesel¦Total¦New conventional diesel hybrid (60-100 kW) | km/MJ | 1.1733 | 2.6806 | 2.449 | 2.4332 | 2.2803 | 1.6348 | 0.81458 | 0.8471 | 0.87313 | 0.96338 | 0.98511 | 0.98522
| SPS1 | CH | Cars efficiency¦Motor Diesel¦Total¦New conventional diesel hybrid (100-140 kW) | km/MJ | 0.8986 | 1.1959 | 1.1917 | 1.2603 | 1.3922 | 0.71681 | 0.73548 | 0.77492 | 0.80864 | 0.85442 | 0.879 | 0.88841
| SPS1 | CH | Cars efficiency¦Motor Diesel¦Total¦New conventional diesel hybrid (>140 kW) | km/MJ | 1.3456 | 1.5786 | 1.5868 | 1.6185 | 1.4986 | 0.7049 | 0.74661 | 0.77934 | 0.78372 | 0.78738 | 0.79951 | 0.86016
| SPS1 | CH | Cars efficiency¦Motor Diesel¦Total¦Conventional diesel ICE existing | km/MJ | 0.33902 | 0.35391 | 0.37626 | 0.4135 | - | - | - | - | - | - | - | -
| SPS1 | CH | Cars efficiency¦Motor Diesel¦Total¦New conventional diesel ICE (<60 kW) | km/MJ | 0.75036 | 0.77433 | 0.77955 | 0.76709 | 0.68003 | 0.69082 | 0.69187 | 0.69407 | 0.70463 | 0.81493 | 0.85708 | 0.8886
| SPS1 | CH | Cars efficiency¦Motor Diesel¦Total¦New conventional diesel ICE (60-100 kW) | km/MJ | 0.69656 | 0.70376 | 0.70288 | 0.75654 | 0.80147 | 0.53838 | 0.55207 | 0.59025 | 0.62275 | 0.65597 | 0.69017 | 0.71532
| SPS1 | CH | Cars efficiency¦Motor Diesel¦Total¦New conventional diesel ICE (100-140 kW) | km/MJ | 0.52796 | 0.53242 | 0.53196 | 0.54121 | 0.58981 | 0.498 | 0.51742 | 0.55849 | 0.5828 | 0.60677 | 0.63929 | 0.6656
| SPS1 | CH | Cars efficiency¦Motor Diesel¦Total¦New conventional diesel ICE (>140 kW) | km/MJ | 0.4661 | 0.45574 | 0.45676 | 0.46358 | 0.39113 | 0.47048 | 0.48954 | 0.52548 | 0.54705 | 0.56739 | 0.59597 | 0.62138
| SPS1 | CH | Cars efficiency¦Motor Diesel¦Total¦New mild hybrid diesel (<60 kW) | km/MJ | - | 0.56204 | 0.59244 | 0.62574 | 0.63763 | 0.66972 | 0.73419 | 0.76829 | 0.77743 | 0.92147 | 0.92147 | 0.92147
| SPS1 | CH | Cars efficiency¦Motor Diesel¦Total¦New mild hybrid diesel (60-100 kW) | km/MJ | - | 0.4521 | 0.47512 | 0.50067 | 0.55585 | 0.58365 | 0.6085 | 0.67995 | 0.73409 | 0.76779 | 0.76779 | 0.76779
| SPS1 | CH | Cars efficiency¦Motor Diesel¦Total¦New mild hybrid diesel (100-140 kW) | km/MJ | - | 0.42028 | 0.43964 | 0.46393 | 0.53282 | 0.58443 | 0.62348 | 0.65291 | 0.69457 | 0.71787 | 0.71787 | 0.71787
| SPS1 | CH | Cars efficiency¦Motor Diesel¦Total¦New mild hybrid diesel (>140 kW) | km/MJ | - | 0.39943 | 0.41477 | 0.43411 | 0.47782 | 0.53374 | 0.57592 | 0.63564 | 0.66111 | 0.67281 | 0.67281 | 0.67281
| SPS1 | CH | Cars efficiency¦Gas¦Conventional gas ICE existing | km/MJ | - | 0 | 0 | 0 | 0 | 0 | 0 | 0 | 0 | 0 | 0 | 0
| SPS1 | CH | Cars efficiency¦Gas¦New conventionalgas ICE (<60 kW) | km/MJ | 0.61546 | 1.812 | 0.38112 | 0.021386 | 0.0051379 | 0.0034443 | 0.0042492 | 0.0058156 | 0.008513 | 0.017343 | 0.061413 | 0.13419
| SPS1 | CH | Cars efficiency¦Gas¦New conventional gas ICE (60-100 kW) | km/MJ | 0.66315 | 0.026136 | 0.013009 | 1.0149e-05 | 6.8671e-06 | 1.1562e-05 | 2.3602e-05 | 3.5554e-05 | 6.0445e-05 | 0.00013351 | 0.00099046 | 0.19794
| SPS1 | CH | Cars efficiency¦Gas¦New conventional gas ICE (100-140 kW) | km/MJ | 0.46808 | 0.086017 | 0.1036 | 0.011829 | 5.1611e-05 | 2.2302e-05 | 2.6456e-05 | 4.6685e-05 | 4.7705e-05 | 4.078e-05 | 3.132e-05 | 3.2501e-05
| SPS1 | CH | Cars efficiency¦Gas¦New conventional gas ICE (>140 kW) | km/MJ | 0.68269 | 0.37541 | 0.31351 | 0.045511 | 0.12752 | 0.16035 | 0.16786 | 0.18396 | 0.20294 | 0.20724 | 0.20334 | 0.20324
| SPS1 | CH | Fuel consumption in urban buses | PJ/yr. | 0.76658 | 1.3468 | 2.2045 | 1.6828 | 1.7093 | 1.7802 | 1.8165 | 1.8432 | 1.9078 | 1.9928 | 1.9715 | 1.975
| SPS1 | CH | Fuel consumption in urban buses¦Electricity | PJ/yr. | 0.005183 | 0.0062981 | 0.0086635 | 0.85265 | 0.82315 | 0.77763 | 0.73239 | 0.66359 | 0.63987 | 0.62653 | 0.70385 | 0.7733
| SPS1 | CH | Fuel consumption in urban buses¦Electricity¦Existing electric urban buses | PJ/yr. | 0.00037785 | 0.00047592 | 0.0004675 | 0 | 0 | 0 | 0 | 0 | 0 | 0 | 0 | 0
| SPS1 | CH | Fuel consumption in urban buses¦Electricity¦New electric urban buses (Mini) | PJ/yr. | 4.7995e-07 | 0.00071916 | 0.0015731 | 0.24659 | 0.24423 | 0.25389 | 0.24895 | 0.23949 | 0.24182 | 0.23845 | 0.16037 | 0.12732
| SPS1 | CH | Fuel consumption in urban buses¦Electricity¦New electric urban buses (Midi) | PJ/yr. | 0.0010525 | 0.0016771 | 0.0025826 | 0.12274 | 0.12208 | 0.12575 | 0.12466 | 0.11974 | 0.12081 | 0.12233 | 0.12528 | 0.12543
| SPS1 | CH | Fuel consumption in urban buses¦Electricity¦New electric urban buses (Maxi) | PJ/yr. | 0.0034763 | 0.0032238 | 0.0036904 | 0.48322 | 0.45673 | 0.39783 | 0.35862 | 0.30406 | 0.27704 | 0.2655 | 0.41793 | 0.5201
| SPS1 | CH | Fuel consumption in urban buses¦Electricity¦New electric urban buses (Mega) | PJ/yr. | 0.00027584 | 0.00020214 | 0.00034988 | 9.2889e-05 | 0.00011572 | 0.00016245 | 0.00016563 | 0.00029102 | 0.00020668 | 0.00025307 | 0.00027482 | 0.00044169
| SPS1 | CH | Fuel consumption in urban buses¦Hydrogen | PJ/yr. | 0 | 0 | 0 | 3.0031e-06 | 3.3932e-07 | 0 | 0 | 0 | 0 | 0 | 0 | 1.4114e-07
| SPS1 | CH | Fuel consumption in urban buses¦Hydrogen¦New fuel cell urban buses (Mini) | PJ/yr. | 0 | 0 | 0 | 3.0031e-06 | 3.3932e-07 | 0 | 0 | 0 | 0 | 0 | 0 | 1.4114e-07
| SPS1 | CH | Fuel consumption in urban buses¦Hydrogen¦New fuel cell urban buses (Midi) | PJ/yr. | 0 | 0 | 0 | 0 | 0 | 0 | 0 | 0 | 0 | 0 | 0 | 0
| SPS1 | CH | Fuel consumption in urban buses¦Hydrogen¦New fuel cell urban buses (Maxi) | PJ/yr. | 0 | 0 | 0 | 0 | 0 | 0 | 0 | 0 | 0 | 0 | 0 | 0
| SPS1 | CH | Fuel consumption in urban buses¦Hydrogen¦New fuel cell urban buses (Mega) | PJ/yr. | 0 | 0 | 0 | 0 | 0 | 0 | 0 | 0 | 0 | 0 | 0 | 0
| SPS1 | CH | Fuel consumption in urban buses¦Motor Diesel | PJ/yr. | 0.76108 | 1.34 | 2.1773 | 0.83017 | 0.88619 | 1.0026 | 1.0841 | 1.1796 | 1.2679 | 1.3663 | 1.2676 | 1.2017
| SPS1 | CH | Fuel consumption in urban buses¦Motor Diesel¦Fossil liquids | PJ/yr. | 0.74219 | 1.3049 | 2.0796 | 0.80339 | 0.85496 | 0.9634 | 1.0413 | 1.1323 | 1.2166 | 1.3017 | 1.1949 | 1.1287
| SPS1 | CH | Fuel consumption in urban buses¦Motor Diesel¦Synthetic liquids | PJ/yr. | 0.018888 | 0.035087 | 0.097679 | 0.02678 | 0.031231 | 0.039149 | 0.042793 | 0.047281 | 0.051335 | 0.064599 | 0.072735 | 0.072989
| SPS1 | CH | Fuel consumption in urban buses¦Motor Diesel¦Synthetic liquids¦Bioliquids¦Biodiesel | PJ/yr. | 0.018888 | 0.035087 | 0.097679 | 0.02678 | 0.031231 | 0.039149 | 0.042793 | 0.047281 | 0.051335 | 0.064599 | 0.072735 | 0.072989
| SPS1 | CH | Fuel consumption in urban buses¦Motor Diesel¦Synthetic liquids¦PtL¦PtL Diesel | PJ/yr. | 0 | 0 | 0 | 0 | 0 | 0 | 0 | 0 | 0 | 0 | 0 | 0
| SPS1 | CH | Fuel consumption in urban buses¦Motor Diesel¦Total¦New conventional hybrid diesel urban buses (Mini) | PJ/yr. | 0 | 0.0037118 | 0.0041383 | 0.00033207 | 0.00075702 | 0.0010704 | 0.0020623 | 0.0048136 | 0.0087091 | 0.028699 | 0.23538 | 0.33616
| SPS1 | CH | Fuel consumption in urban buses¦Motor Diesel¦Total¦New conventional hybrid diesel urban buses (Midi) | PJ/yr. | 0 | 0.0004708 | 0.00075402 | 0.00057066 | 0.00082643 | 0.0010613 | 0.0017308 | 0.0027895 | 0.0040744 | 0.0063114 | 0.0084115 | 0.01877
| SPS1 | CH | Fuel consumption in urban buses¦Motor Diesel¦Total¦New conventional hybrid diesel urban buses (Maxi) | PJ/yr. | 0 | 0.046745 | 0.5888 | 0.82919 | 0.88456 | 1.0003 | 1.0802 | 1.1719 | 1.255 | 1.3312 | 1.0237 | 0.84657
| SPS1 | CH | Fuel consumption in urban buses¦Motor Diesel¦Total¦New conventional hybrid diesel urban buses (Mega) | PJ/yr. | 0 | 2.4547e-05 | 4.9414e-05 | 3.6764e-05 | 4.9113e-05 | 8.2241e-05 | 7.1382e-05 | 0.00011059 | 0.00010781 | 0.00011117 | 0.00016751 | 0.00022899
| SPS1 | CH | Fuel consumption in urban buses¦Motor Diesel¦Total¦Existing ICE diesel urban buses | PJ/yr. | 0.017339 | 0.017318 | 0.01725 | 0 | 0 | 0 | 0 | 0 | 0 | 0 | 0 | 0
| SPS1 | CH | Fuel consumption in urban buses¦Motor Diesel¦Total¦New conventional ICE diesel urban buses (Mini) | PJ/yr. | 0.00030494 | 0.26341 | 0.46839 | 4.4948e-05 | 0 | 0 | 0 | 0 | 0 | 0 | 0 | 0
| SPS1 | CH | Fuel consumption in urban buses¦Motor Diesel¦Total¦New conventional ICE diesel urban buses (Midi) | PJ/yr. | 0.1094 | 0.13698 | 0.22574 | 0 | 0 | 0 | 0 | 0 | 0 | 0 | 0 | 0
| SPS1 | CH | Fuel consumption in urban buses¦Motor Diesel¦Total¦New conventional ICE diesel urban buses (Maxi) | PJ/yr. | 0.63002 | 0.87107 | 0.87175 | 0 | 0 | 0 | 0 | 0 | 0 | 0 | 0 | 0
| SPS1 | CH | Fuel consumption in urban buses¦Motor Diesel¦Total¦New conventional ICE diesel urban buses (Mega) | PJ/yr. | 0.0040087 | 0.00026994 | 0.00039635 | 0 | 0 | 0 | 0 | 0 | 0 | 0 | 0 | 0
| SPS1 | CH | Fuel consumption in urban buses¦Motor Gas | PJ/yr. | 0.00031623 | 0.00053465 | 0.018546 | 0 | 0 | 5.3737e-07 | 5.6755e-07 | 5.2403e-07 | 8.0735e-07 | 5.2956e-07 | 2.6098e-07 | 1.5137e-06
| SPS1 | CH | Fuel consumption in urban buses¦Motor Gas¦Fossil gases | PJ/yr. | 0.00029217 | 0.00046848 | 0.018164 | 0 | 0 | 0 | 0 | 0 | 0 | 0 | 0 | 0
| SPS1 | CH | Fuel consumption in urban buses¦Motor Gas¦Synthetic gases | PJ/yr. | 2.4062e-05 | 6.6173e-05 | 0.00038209 | 0 | 0 | 0.00037866 | 5.4086e-05 | 8.2907e-05 | 6.2331e-05 | 5.9724e-05 | 8.8691e-05 | 0.0001721
| SPS1 | CH | Fuel consumption in urban buses¦Motor Gas¦Synthetic gases¦Biogases¦Biogas | PJ/yr. | 2.4062e-05 | 6.6173e-05 | 0.00038209 | 0 | 0 | 1.8966e-08 | 2.6811e-08 | 5.0034e-08 | 5.1803e-08 | 5.504e-08 | 2.1888e-08 | 2.3985e-07
| SPS1 | CH | Fuel consumption in urban buses¦Motor Gas¦Synthetic gases¦PtG¦PtG gas | PJ/yr. | 0 | 0 | 0 | 0 | 0 | 0.00037864 | 5.4059e-05 | 8.2857e-05 | 6.228e-05 | 5.9669e-05 | 8.8669e-05 | 0.00017186
| SPS1 | CH | Fuel consumption in urban buses¦Motor Gas¦Total¦Existing ICE Gas urban buses | PJ/yr. | 0.00031623 | 0.00031721 | 0.00031626 | 0 | 0 | 0 | 0 | 0 | 0 | 0 | 0 | 0
| SPS1 | CH | Fuel consumption in urban buses¦Motor Gas¦Total¦New conventional ICE gas urban buses (Mini) | PJ/yr. | 0 | 0.00010433 | 0.0012053 | 0 | 0 | 5.3737e-07 | 5.6755e-07 | 5.2403e-07 | 8.0735e-07 | 5.2956e-07 | 2.6098e-07 | 1.5137e-06
| SPS1 | CH | Fuel consumption in urban buses¦Motor Gas¦Total¦New conventional ICE gas urban buses (Midi) | PJ/yr. | 0 | 6.5929e-05 | 0.016652 | 0 | 0 | 0 | 0 | 0 | 0 | 0 | 0 | 0
| SPS1 | CH | Fuel consumption in urban buses¦Motor Gas¦Total¦New conventional ICE gas urban buses (Maxi) | PJ/yr. | 0 | 4.7182e-05 | 0.00035081 | 0 | 0 | 0 | 0 | 0 | 0 | 0 | 0 | 0
| SPS1 | CH | Fuel consumption in urban buses¦Motor Gas¦Total¦New conventional ICE gas urban buses (Mega) | PJ/yr. | 0 | 0 | 2.1243e-05 | 0 | 0 | 0 | 0 | 0 | 0 | 0 | 0 | 0
| SPS1 | CH | Urban buses mileage | billion km/yr. | 0.29543 | 0.30116 | 0.30984 | 0.3243 | 0.33845 | 0.35285 | 0.36515 | 0.37745 | 0.38804 | 0.39908 | 0.41128 | 0.42533
| SPS1 | CH | Urban buses mileage¦Electricity¦Existing electric urban buses | billion km/yr. | 0.0015834 | 0.0016057 | 0.0010044 | 0 | 0 | 0 | 0 | 0 | 0 | 0 | 0 | 0
| SPS1 | CH | Urban buses mileage¦Electricity¦New electric urban buses (Mini) | billion km/yr. | 1.8175e-07 | 0.00028221 | 0.00063504 | 0.1103 | 0.11503 | 0.11985 | 0.12382 | 0.12734 | 0.13007 | 0.12932 | 0.086977 | 0.069055
| SPS1 | CH | Urban buses mileage¦Electricity¦New electric urban buses (Midi) | billion km/yr. | 0.00028964 | 0.00046643 | 0.00073663 | 0.039765 | 0.041461 | 0.043189 | 0.044594 | 0.045923 | 0.04701 | 0.048003 | 0.049163 | 0.04922
| SPS1 | CH | Urban buses mileage¦Electricity¦New electric urban buses (Maxi) | billion km/yr. | 0.00063607 | 0.0005984 | 0.0006909 | 0.10433 | 0.099715 | 0.094058 | 0.08652 | 0.078738 | 0.072474 | 0.0696 | 0.10956 | 0.13634
| SPS1 | CH | Urban buses mileage¦Electricity¦New electric urban buses (Mega) | billion km/yr. | 3.3649e-05 | 2.5012e-05 | 4.427e-05 | 1.2898e-05 | 1.7427e-05 | 2.55e-05 | 2.7322e-05 | 5.0275e-05 | 3.6268e-05 | 4.4408e-05 | 4.8224e-05 | 7.7506e-05
| SPS1 | CH | Urban buses mileage¦Hydrogen¦New fuel cell urban buses (Mini) | billion km/yr. | 0 | 0 | 0 | 7.0394e-07 | 8.5395e-08 | 0 | 0 | 0 | 0 | 0 | 0 | 4.2828e-08
| SPS1 | CH | Urban buses mileage¦Hydrogen¦New fuel cell urban buses (Midi) | billion km/yr. | 0 | 0 | 0 | 0 | 0 | 0 | 0 | 0 | 0 | 0 | 0 | 0
| SPS1 | CH | Urban buses mileage¦Hydrogen¦New fuel cell urban buses (Maxi) | billion km/yr. | 0 | 0 | 0 | 0 | 0 | 0 | 0 | 0 | 0 | 0 | 0 | 0
| SPS1 | CH | Urban buses mileage¦Hydrogen¦New fuel cell urban buses (Mega) | billion km/yr. | 0 | 0 | 0 | 0 | 0 | 0 | 0 | 0 | 0 | 0 | 0 | 0
| SPS1 | CH | Urban buses mileage¦Motor Diesel¦Total¦New conventional hybrid diesel urban buses (Mini) | billion km/yr. | 0 | 0.00060323 | 0.00067617 | 5.8222e-05 | 0.00014429 | 0.00021301 | 0.00043245 | 0.0010667 | 0.0019533 | 0.0064554 | 0.052945 | 0.075614
| SPS1 | CH | Urban buses mileage¦Motor Diesel¦Total¦New conventional hybrid diesel urban buses (Midi) | billion km/yr. | 0 | 5.4846e-05 | 8.9465e-05 | 7.112e-05 | 0.00011162 | 0.00015142 | 0.00025897 | 0.00044045 | 0.0006538 | 0.0010175 | 0.0013561 | 0.0030261
| SPS1 | CH | Urban buses mileage¦Motor Diesel¦Total¦New conventional hybrid diesel urban buses (Maxi) | billion km/yr. | 0 | 0.0036572 | 0.048216 | 0.069767 | 0.081972 | 0.095355 | 0.1095 | 0.12388 | 0.13583 | 0.14463 | 0.11122 | 0.09198
| SPS1 | CH | Urban buses mileage¦Motor Diesel¦Total¦New conventional hybrid diesel urban buses (Mega) | billion km/yr. | 0 | 1.2949e-06 | 2.6661e-06 | 2.1017e-06 | 3.1087e-06 | 5.3648e-06 | 4.9393e-06 | 7.9941e-06 | 7.917e-06 | 8.1639e-06 | 1.2301e-05 | 1.6816e-05
| SPS1 | CH | Urban buses mileage¦Motor Diesel¦Total¦Existing ICE diesel urban buses | billion km/yr. | 0.2422 | 0.19378 | 0.12111 | 0 | 0 | 0 | 0 | 0 | 0 | 0 | 0 | 0
| SPS1 | CH | Urban buses mileage¦Motor Diesel¦Total¦New conventional ICE diesel urban buses (Mini) | billion km/yr. | 3.7788e-05 | 0.033851 | 0.061607 | 5.5699e-06 | 0 | 0 | 0 | 0 | 0 | 0 | 0 | 0
| SPS1 | CH | Urban buses mileage¦Motor Diesel¦Total¦New conventional ICE diesel urban buses (Midi) | billion km/yr. | 0.009569 | 0.01203 | 0.020473 | 0 | 0 | 0 | 0 | 0 | 0 | 0 | 0 | 0
| SPS1 | CH | Urban buses mileage¦Motor Diesel¦Total¦New conventional ICE diesel urban buses (Maxi) | billion km/yr. | 0.03651 | 0.050616 | 0.050658 | 0 | 0 | 0 | 0 | 0 | 0 | 0 | 0 | 0
| SPS1 | CH | Urban buses mileage¦Motor Diesel¦Total¦New conventional ICE diesel urban buses (Mega) | billion km/yr. | 0.00015492 | 1.05e-05 | 1.5516e-05 | 0 | 0 | 0 | 0 | 0 | 0 | 0 | 0 | 0
| SPS1 | CH | Urban buses mileage¦Motor Gas¦Total¦Existing ICE Gas urban buses | billion km/yr. | 0.0044173 | 0.0035487 | 0.0022184 | 0 | 0 | 0 | 0 | 0 | 0 | 0 | 0 | 0
| SPS1 | CH | Urban buses mileage¦Motor Gas¦Total¦New conventional ICE gas urban buses (Mini) | billion km/yr. | 0 | 1.2544e-05 | 0.00015204 | 0 | 0 | 8.2169e-08 | 9.1089e-08 | 8.8079e-08 | 1.357e-07 | 8.9009e-08 | 4.3866e-08 | 2.5442e-07
| SPS1 | CH | Urban buses mileage¦Motor Gas¦Total¦New conventional ICE gas urban buses (Midi) | billion km/yr. | 0 | 5.6038e-06 | 0.0014887 | 0 | 0 | 0 | 0 | 0 | 0 | 0 | 0 | 0
| SPS1 | CH | Urban buses mileage¦Motor Gas¦Total¦New conventional ICE gas urban buses (Maxi) | billion km/yr. | 0 | 2.6621e-06 | 2.0631e-05 | 0 | 0 | 0 | 0 | 0 | 0 | 0 | 0 | 0
| SPS1 | CH | Urban buses mileage¦Motor Gas¦Total¦New conventional ICE gas urban buses (Mega) | billion km/yr. | 0 | 0 | 8.3412e-07 | 0 | 0 | 0 | 0 | 0 | 0 | 0 | 0 | 0
| SPS1 | CH | Urban buses efficiency | km/MJ | bar: 2020 to 2070
| SPS1 | CH | Urban buses efficiency¦Electricity¦Existing electric urban buses | km/MJ | 4.1906 | 3.3738 | 2.1485 | - | - | - | - | - | - | - | - | -
| SPS1 | CH | Urban buses efficiency¦Electricity¦New electric urban buses (Mini) | km/MJ | 0.37869 | 0.39242 | 0.40368 | 0.44729 | 0.471 | 0.47206 | 0.49735 | 0.53172 | 0.5379 | 0.54236 | 0.54236 | 0.54236
| SPS1 | CH | Urban buses efficiency¦Electricity¦New electric urban buses (Midi) | km/MJ | 0.27518 | 0.27811 | 0.28523 | 0.32396 | 0.33963 | 0.34345 | 0.35772 | 0.38351 | 0.38912 | 0.39242 | 0.39242 | 0.39242
| SPS1 | CH | Urban buses efficiency¦Electricity¦New electric urban buses (Maxi) | km/MJ | 0.18297 | 0.18562 | 0.18722 | 0.21589 | 0.21832 | 0.23643 | 0.24126 | 0.25896 | 0.26161 | 0.26214 | 0.26214 | 0.26214
| SPS1 | CH | Urban buses efficiency¦Electricity¦New electric urban buses (Mega) | km/MJ | 0.12199 | 0.12374 | 0.12653 | 0.13886 | 0.1506 | 0.15697 | 0.16496 | 0.17275 | 0.17548 | 0.17548 | 0.17548 | 0.17548
| SPS1 | CH | Urban buses efficiency¦Hydrogen¦New fuel cell urban buses (Mini) | km/MJ | - | - | - | 0.2344 | 0.25166 | - | - | - | - | - | - | 0.30344
| SPS1 | CH | Urban buses efficiency¦Hydrogen¦New fuel cell urban buses (Midi) | km/MJ | bar: 2020 to 2070
| SPS1 | CH | Urban buses efficiency¦Hydrogen¦New fuel cell urban buses (Maxi) | km/MJ | bar: 2020 to 2070
| SPS1 | CH | Urban buses efficiency¦Hydrogen¦New fuel cell urban buses (Mega) | km/MJ | bar: 2020 to 2070
| SPS1 | CH | Urban buses efficiency¦Motor Diesel¦Total¦New conventional hybrid diesel urban buses (Mini) | km/MJ | - | 0.16251 | 0.16339 | 0.17533 | 0.1906 | 0.199 | 0.20969 | 0.22161 | 0.22428 | 0.22493 | 0.22493 | 0.22493
| SPS1 | CH | Urban buses efficiency¦Motor Diesel¦Total¦New conventional hybrid diesel urban buses (Midi) | km/MJ | - | 0.11649 | 0.11865 | 0.12463 | 0.13507 | 0.14267 | 0.14962 | 0.1579 | 0.16047 | 0.16122 | 0.16122 | 0.16122
| SPS1 | CH | Urban buses efficiency¦Motor Diesel¦Total¦New conventional hybrid diesel urban buses (Maxi) | km/MJ | - | 0.078236 | 0.081888 | 0.084139 | 0.092669 | 0.095323 | 0.10136 | 0.10571 | 0.10823 | 0.10865 | 0.10865 | 0.10865
| SPS1 | CH | Urban buses efficiency¦Motor Diesel¦Total¦New conventional hybrid diesel urban buses (Mega) | km/MJ | - | 0.052751 | 0.053955 | 0.057168 | 0.063297 | 0.065233 | 0.069195 | 0.072288 | 0.073435 | 0.073435 | 0.073435 | 0.073435
| SPS1 | CH | Urban buses efficiency¦Motor Diesel¦Total¦Existing ICE diesel urban buses | km/MJ | 13.9687 | 11.1896 | 7.021 | - | - | - | - | - | - | - | - | -
| SPS1 | CH | Urban buses efficiency¦Motor Diesel¦Total¦New conventional ICE diesel urban buses (Mini) | km/MJ | 0.12392 | 0.12851 | 0.13153 | 0.12392 | - | - | - | - | - | - | - | -
| SPS1 | CH | Urban buses efficiency¦Motor Diesel¦Total¦New conventional ICE diesel urban buses (Midi) | km/MJ | 0.087466 | 0.087826 | 0.090692 | - | - | - | - | - | - | - | - | -
| SPS1 | CH | Urban buses efficiency¦Motor Diesel¦Total¦New conventional ICE diesel urban buses (Maxi) | km/MJ | 0.05795 | 0.058108 | 0.05811 | - | - | - | - | - | - | - | - | -
| SPS1 | CH | Urban buses efficiency¦Motor Diesel¦Total¦New conventional ICE diesel urban buses (Mega) | km/MJ | 0.038646 | 0.038899 | 0.039147 | - | - | - | - | - | - | - | - | -
| SPS1 | CH | Urban buses efficiency¦Motor Gas¦Total¦Existing ICE Gas urban buses | km/MJ | 13.9687 | 11.187 | 7.0145 | - | - | - | - | - | - | - | - | -
| SPS1 | CH | Urban buses efficiency¦Motor Gas¦Total¦New conventional ICE gas urban buses (Mini) | km/MJ | - | 0.12024 | 0.12614 | - | - | 0.15291 | 0.1605 | 0.16808 | 0.16808 | 0.16808 | 0.16808 | 0.16808
| SPS1 | CH | Urban buses efficiency¦Motor Gas¦Total¦New conventional ICE gas urban buses (Midi) | km/MJ | - | 0.084998 | 0.089401 | - | - | - | - | - | - | - | - | -
| SPS1 | CH | Urban buses efficiency¦Motor Gas¦Total¦New conventional ICE gas urban buses (Maxi) | km/MJ | - | 0.056422 | 0.058811 | - | - | - | - | - | - | - | - | -
| SPS1 | CH | Urban buses efficiency¦Motor Gas¦Total¦New conventional ICE gas urban buses (Mega) | km/MJ | - | - | 0.039266 | - | - | - | - | - | - | - | - | -
| SPS1 | CH | Fuel consumption in coaches | PJ/yr. | 0.81468 | 0.84808 | 1.0174 | 0.59847 | 0.58462 | 0.54938 | 0.53263 | 0.50279 | 0.51635 | 0.53715 | 0.55952 | 0.57269
| SPS1 | CH | Fuel consumption in coaches¦Electricity | PJ/yr. | 0.0011554 | 0.0013049 | 0.002001 | 0.22997 | 0.22434 | 0.21805 | 0.21008 | 0.19764 | 0.19386 | 0.19232 | 0.19258 | 0.19868
| SPS1 | CH | Fuel consumption in coaches¦Electricity¦Existing electric coaches | PJ/yr. | 0 | 0 | 0 | 0 | 0 | 0 | 0 | 0 | 0 | 0 | 0 | 0
| SPS1 | CH | Fuel consumption in coaches¦Electricity¦New electric coaches (Mini) | PJ/yr. | 0.00025407 | 0.00035573 | 0.0005838 | 0.14432 | 0.13534 | 0.1346 | 0.12772 | 0.11663 | 0.11617 | 0.11413 | 0.11716 | 0.1124
| SPS1 | CH | Fuel consumption in coaches¦Electricity¦New electric coaches (Midi) | PJ/yr. | 0.00059865 | 0.00047561 | 0.00075776 | 0.084898 | 0.08758 | 0.081214 | 0.079428 | 0.077075 | 0.073144 | 0.071785 | 0.064899 | 0.062539
| SPS1 | CH | Fuel consumption in coaches¦Electricity¦New electric coaches (Maxi) | PJ/yr. | 0.00030268 | 0.0004205 | 0.00054835 | 0.0006593 | 0.0013176 | 0.0020835 | 0.0027906 | 0.0037455 | 0.0043635 | 0.0062281 | 0.010264 | 0.023399
| SPS1 | CH | Fuel consumption in coaches¦Electricity¦New electric coaches (Mega) | PJ/yr. | 0 | 5.307e-05 | 0.00011108 | 9.1928e-05 | 0.00010398 | 0.00015991 | 0.00014463 | 0.00019406 | 0.00018604 | 0.00018429 | 0.00025671 | 0.00034555
| SPS1 | CH | Fuel consumption in coaches¦Hydrogen | PJ/yr. | 0 | 0 | 0 | 1.447e-06 | 0 | 0 | 0 | 0 | 0 | 0 | 0 | 0
| SPS1 | CH | Fuel consumption in coaches¦Hydrogen¦New fuel cell coaches (Mini) | PJ/yr. | 0 | 0 | 0 | 0 | 0 | 0 | 0 | 0 | 0 | 0 | 0 | 0
| SPS1 | CH | Fuel consumption in coaches¦Hydrogen¦New fuel cell coaches (Midi) | PJ/yr. | 0 | 0 | 0 | 2.4803e-07 | 0 | 0 | 0 | 0 | 0 | 0 | 0 | 0
| SPS1 | CH | Fuel consumption in coaches¦Hydrogen¦New fuel cell coaches (Maxi) | PJ/yr. | 0 | 0 | 0 | 1.1989e-06 | 0 | 0 | 0 | 0 | 0 | 0 | 0 | 0
| SPS1 | CH | Fuel consumption in coaches¦Hydrogen¦New fuel cell coaches (Mega) | PJ/yr. | 0 | 0 | 0 | 0 | 0 | 0 | 0 | 0 | 0 | 0 | 0 | 0
| SPS1 | CH | Fuel consumption in coaches¦Motor Diesel | PJ/yr. | 0.81339 | 0.84642 | 1.0137 | 0.3685 | 0.36028 | 0.33132 | 0.32255 | 0.30515 | 0.32249 | 0.34483 | 0.36694 | 0.37401
| SPS1 | CH | Fuel consumption in coaches¦Motor Diesel¦Fossil liquids | PJ/yr. | 0.7932 | 0.82426 | 0.96825 | 0.35661 | 0.34758 | 0.31838 | 0.30982 | 0.29291 | 0.30943 | 0.32853 | 0.34588 | 0.35129
| SPS1 | CH | Fuel consumption in coaches¦Motor Diesel¦Synthetic liquids | PJ/yr. | 0.020186 | 0.022163 | 0.045479 | 0.011887 | 0.012697 | 0.012938 | 0.012732 | 0.012231 | 0.013057 | 0.016304 | 0.021054 | 0.022716
| SPS1 | CH | Fuel consumption in coaches¦Motor Diesel¦Synthetic liquids¦Bioliquids¦Biodiesel | PJ/yr. | 0.020186 | 0.022163 | 0.045479 | 0.011887 | 0.012697 | 0.012938 | 0.012732 | 0.012231 | 0.013057 | 0.016304 | 0.021054 | 0.022716
| SPS1 | CH | Fuel consumption in coaches¦Motor Diesel¦Synthetic liquids¦PtL¦PtL Diesel | PJ/yr. | 0 | 0 | 0 | 0 | 0 | 0 | 0 | 0 | 0 | 0 | 0 | 0
| SPS1 | CH | Fuel consumption in coaches¦Motor Diesel¦Total¦New conventional hybrid diesel coaches (Mini) | PJ/yr. | 0 | 0.0015391 | 0.0019383 | 0.00098626 | 0.0059464 | 0.0070056 | 0.010014 | 0.014889 | 0.021547 | 0.032547 | 0.033671 | 0.05327
| SPS1 | CH | Fuel consumption in coaches¦Motor Diesel¦Total¦New conventional hybrid diesel coaches (Midi) | PJ/yr. | 0 | 0.00040541 | 0.056688 | 0.23047 | 0.22093 | 0.20289 | 0.19594 | 0.18354 | 0.19362 | 0.20628 | 0.23359 | 0.24949
| SPS1 | CH | Fuel consumption in coaches¦Motor Diesel¦Total¦New conventional hybrid diesel coaches (Maxi) | PJ/yr. | 0 | 0.00026643 | 0.0036224 | 0.13698 | 0.13334 | 0.12133 | 0.11651 | 0.10659 | 0.10718 | 0.10588 | 0.099487 | 0.071017
| SPS1 | CH | Fuel consumption in coaches¦Motor Diesel¦Total¦New conventional hybrid diesel coaches (Mega) | PJ/yr. | 0 | 4.4976e-05 | 8.1052e-05 | 6.268e-05 | 5.9305e-05 | 0.00010295 | 9.0336e-05 | 0.00012582 | 0.00013712 | 0.00012129 | 0.00018712 | 0.00023509
| SPS1 | CH | Fuel consumption in coaches¦Motor Diesel¦Total¦Existing ICE diesel coaches | PJ/yr. | 0.0060286 | 0.0060135 | 0.0059699 | 0 | 0 | 0 | 0 | 0 | 0 | 0 | 0 | 0
| SPS1 | CH | Fuel consumption in coaches¦Motor Diesel¦Total¦New conventional ICE diesel coaches (Mini) | PJ/yr. | 0.11339 | 0.31044 | 0.37764 | 0 | 0 | 0 | 0 | 0 | 0 | 0 | 0 | 0
| SPS1 | CH | Fuel consumption in coaches¦Motor Diesel¦Total¦New conventional ICE diesel coaches (Midi) | PJ/yr. | 0.51935 | 0.39944 | 0.41427 | 0 | 0 | 0 | 0 | 0 | 0 | 0 | 0 | 0
| SPS1 | CH | Fuel consumption in coaches¦Motor Diesel¦Total¦New conventional ICE diesel coaches (Maxi) | PJ/yr. | 0.16028 | 0.1279 | 0.1531 | 0 | 0 | 0 | 0 | 0 | 0 | 0 | 0 | 0
| SPS1 | CH | Fuel consumption in coaches¦Motor Diesel¦Total¦New conventional ICE diesel coaches (Mega) | PJ/yr. | 0.014343 | 0.00036217 | 0.00043003 | 0 | 0 | 0 | 0 | 0 | 0 | 0 | 0 | 0
| SPS1 | CH | Fuel consumption in coaches¦Motor Gas | PJ/yr. | 0.00013822 | 0.00035409 | 0.00171 | 0 | 0 | 0 | 0 | 0 | 0 | 0 | 0 | 0
| SPS1 | CH | Fuel consumption in coaches¦Motor Gas¦Fossil gases | PJ/yr. | 0.00012771 | 0.00031027 | 0.0016748 | 0 | 0 | 0 | 0 | 0 | 0 | 0 | 0 | 0
| SPS1 | CH | Fuel consumption in coaches¦Motor Gas¦Synthetic gases | PJ/yr. | 1.0517e-05 | 4.3825e-05 | 3.523e-05 | 0 | 0 | 0 | 0 | 0 | 0 | 0 | 0 | 0
| SPS1 | CH | Fuel consumption in coaches¦Motor Gas¦Synthetic gases¦Biogases¦Biogas | PJ/yr. | 1.0517e-05 | 4.3825e-05 | 3.523e-05 | 0 | 0 | 0 | 0 | 0 | 0 | 0 | 0 | 0
| SPS1 | CH | Fuel consumption in coaches¦Motor Gas¦Synthetic gases¦PtG¦PtG gas | PJ/yr. | 0 | 0 | 0 | 0 | 0 | 0 | 0 | 0 | 0 | 0 | 0 | 0
| SPS1 | CH | Fuel consumption in coaches¦Motor Gas¦Total¦Existing ICE Gas coaches | PJ/yr. | 0.00013822 | 0.0001377 | 0.00013701 | 0 | 0 | 0 | 0 | 0 | 0 | 0 | 0 | 0
| SPS1 | CH | Fuel consumption in coaches¦Motor Gas¦Total¦New conventional ICE gas coaches (Mini) | PJ/yr. | 0 | 9.2718e-05 | 0.00079584 | 0 | 0 | 0 | 0 | 0 | 0 | 0 | 0 | 0
| SPS1 | CH | Fuel consumption in coaches¦Motor Gas¦Total¦New conventional ICE gas coaches (Midi) | PJ/yr. | 0 | 6.5545e-05 | 0.00045471 | 0 | 0 | 0 | 0 | 0 | 0 | 0 | 0 | 0
| SPS1 | CH | Fuel consumption in coaches¦Motor Gas¦Total¦New conventional ICE gas coaches (Maxi) | PJ/yr. | 0 | 5.2634e-05 | 0.00027954 | 0 | 0 | 0 | 0 | 0 | 0 | 0 | 0 | 0
| SPS1 | CH | Fuel consumption in coaches¦Motor Gas¦Total¦New conventional ICE gas coaches (Mega) | PJ/yr. | 0 | 5.4978e-06 | 4.2884e-05 | 0 | 0 | 0 | 0 | 0 | 0 | 0 | 0 | 0
| SPS1 | CH | Coaches mileage | billion km/yr. | 0.131 | 0.13164 | 0.13268 | 0.13441 | 0.13464 | 0.13473 | 0.13506 | 0.13539 | 0.13969 | 0.14382 | 0.1478 | 0.15163
| SPS1 | CH | Coaches mileage¦Electricity¦Existing electric coaches | billion km/yr. | 0 | 0 | 0 | 0 | 0 | 0 | 0 | 0 | 0 | 0 | 0 | 0
| SPS1 | CH | Coaches mileage¦Electricity¦New electric coaches (Mini) | billion km/yr. | 9.6215e-05 | 0.00013674 | 0.0002314 | 0.06454 | 0.063669 | 0.063471 | 0.062928 | 0.061871 | 0.062403 | 0.061897 | 0.063545 | 0.060962
| SPS1 | CH | Coaches mileage¦Electricity¦New electric coaches (Midi) | billion km/yr. | 0.00016474 | 0.00013256 | 0.0002166 | 0.027513 | 0.02846 | 0.028449 | 0.028734 | 0.029249 | 0.028569 | 0.02817 | 0.025467 | 0.024541
| SPS1 | CH | Coaches mileage¦Electricity¦New electric coaches (Maxi) | billion km/yr. | 5.5381e-05 | 7.7605e-05 | 0.00010268 | 0.0001347 | 0.00029672 | 0.00048604 | 0.00068521 | 0.00096183 | 0.0011409 | 0.0016326 | 0.0026907 | 0.0061338
| SPS1 | CH | Coaches mileage¦Electricity¦New electric coaches (Mega) | billion km/yr. | 0 | 6.7098e-06 | 1.4398e-05 | 1.2824e-05 | 1.5723e-05 | 2.5064e-05 | 2.3899e-05 | 3.3523e-05 | 3.2646e-05 | 3.2339e-05 | 4.5047e-05 | 6.0635e-05
| SPS1 | CH | Coaches mileage¦Hydrogen¦New fuel cell coaches (Mini) | billion km/yr. | 0 | 0 | 0 | 0 | 0 | 0 | 0 | 0 | 0 | 0 | 0 | 0
| SPS1 | CH | Coaches mileage¦Hydrogen¦New fuel cell coaches (Midi) | billion km/yr. | 0 | 0 | 0 | 4.1942e-08 | 0 | 0 | 0 | 0 | 0 | 0 | 0 | 0
| SPS1 | CH | Coaches mileage¦Hydrogen¦New fuel cell coaches (Maxi) | billion km/yr. | 0 | 0 | 0 | 1.3561e-07 | 0 | 0 | 0 | 0 | 0 | 0 | 0 | 0
| SPS1 | CH | Coaches mileage¦Hydrogen¦New fuel cell coaches (Mega) | billion km/yr. | 0 | 0 | 0 | 0 | 0 | 0 | 0 | 0 | 0 | 0 | 0 | 0
| SPS1 | CH | Coaches mileage¦Motor Diesel¦Total¦New conventional hybrid diesel coaches (Mini) | billion km/yr. | 0 | 0.00025013 | 0.00031847 | 0.00017233 | 0.0011473 | 0.0013782 | 0.0020817 | 0.0032873 | 0.0048232 | 0.0073209 | 0.0075736 | 0.011982
| SPS1 | CH | Coaches mileage¦Motor Diesel¦Total¦New conventional hybrid diesel coaches (Midi) | billion km/yr. | 0 | 4.7228e-05 | 0.0069337 | 0.029895 | 0.029043 | 0.029094 | 0.028949 | 0.028577 | 0.03109 | 0.033256 | 0.037659 | 0.040222
| SPS1 | CH | Coaches mileage¦Motor Diesel¦Total¦New conventional hybrid diesel coaches (Maxi) | billion km/yr. | 0 | 2.0844e-05 | 0.0002967 | 0.012142 | 0.012001 | 0.01182 | 0.011651 | 0.011405 | 0.011618 | 0.011504 | 0.010809 | 0.0077159
| SPS1 | CH | Coaches mileage¦Motor Diesel¦Total¦New conventional hybrid diesel coaches (Mega) | billion km/yr. | 0 | 2.3725e-06 | 4.3666e-06 | 3.5966e-06 | 3.7448e-06 | 6.7238e-06 | 6.2523e-06 | 9.0922e-06 | 1.007e-05 | 8.9068e-06 | 1.3741e-05 | 1.7264e-05
| SPS1 | CH | Coaches mileage¦Motor Diesel¦Total¦Existing ICE diesel coaches | billion km/yr. | 0.059986 | 0.047986 | 0.029992 | 0 | 0 | 0 | 0 | 0 | 0 | 0 | 0 | 0
| SPS1 | CH | Coaches mileage¦Motor Diesel¦Total¦New conventional ICE diesel coaches (Mini) | billion km/yr. | 0.014051 | 0.039332 | 0.04843 | 0 | 0 | 0 | 0 | 0 | 0 | 0 | 0 | 0
| SPS1 | CH | Coaches mileage¦Motor Diesel¦Total¦New conventional ICE diesel coaches (Midi) | billion km/yr. | 0.045426 | 0.035076 | 0.036377 | 0 | 0 | 0 | 0 | 0 | 0 | 0 | 0 | 0
| SPS1 | CH | Coaches mileage¦Motor Diesel¦Total¦New conventional ICE diesel coaches (Maxi) | billion km/yr. | 0.0092879 | 0.0074408 | 0.0089028 | 0 | 0 | 0 | 0 | 0 | 0 | 0 | 0 | 0
| SPS1 | CH | Coaches mileage¦Motor Diesel¦Total¦New conventional ICE diesel coaches (Mega) | billion km/yr. | 0.00055432 | 1.41e-05 | 1.6852e-05 | 0 | 0 | 0 | 0 | 0 | 0 | 0 | 0 | 0
| SPS1 | CH | Coaches mileage¦Motor Gas¦Total¦Existing ICE Gas coaches | billion km/yr. | 0.0013754 | 0.0010984 | 0.00068735 | 0 | 0 | 0 | 0 | 0 | 0 | 0 | 0 | 0
| SPS1 | CH | Coaches mileage¦Motor Gas¦Total¦New conventional ICE gas coaches (Mini) | billion km/yr. | 0 | 1.1148e-05 | 0.0001002 | 0 | 0 | 0 | 0 | 0 | 0 | 0 | 0 | 0
| SPS1 | CH | Coaches mileage¦Motor Gas¦Total¦New conventional ICE gas coaches (Midi) | billion km/yr. | 0 | 5.5712e-06 | 4.0315e-05 | 0 | 0 | 0 | 0 | 0 | 0 | 0 | 0 | 0
| SPS1 | CH | Coaches mileage¦Motor Gas¦Total¦New conventional ICE gas coaches (Maxi) | billion km/yr. | 0 | 2.9697e-06 | 1.6404e-05 | 0 | 0 | 0 | 0 | 0 | 0 | 0 | 0 | 0
| SPS1 | CH | Coaches mileage¦Motor Gas¦Total¦New conventional ICE gas coaches (Mega) | billion km/yr. | 0 | 2.0721e-07 | 1.6749e-06 | 0 | 0 | 0 | 0 | 0 | 0 | 0 | 0 | 0
| SPS1 | CH | Coaches efficiency | km/MJ | bar: 2020 to 2070
| SPS1 | CH | Coaches efficiency¦Electricity¦Existing electric coaches | km/MJ | bar: 2020 to 2070
| SPS1 | CH | Coaches efficiency¦Electricity¦New electric coaches (Mini) | km/MJ | 0.37869 | 0.3844 | 0.39637 | 0.44719 | 0.47043 | 0.47156 | 0.49272 | 0.53049 | 0.53718 | 0.54236 | 0.54236 | 0.54236
| SPS1 | CH | Coaches efficiency¦Electricity¦New electric coaches (Midi) | km/MJ | 0.27518 | 0.27871 | 0.28584 | 0.32408 | 0.32496 | 0.35029 | 0.36177 | 0.37949 | 0.39059 | 0.39242 | 0.39242 | 0.39242
| SPS1 | CH | Coaches efficiency¦Electricity¦New electric coaches (Maxi) | km/MJ | 0.18297 | 0.18456 | 0.18726 | 0.20431 | 0.2252 | 0.23327 | 0.24555 | 0.2568 | 0.26145 | 0.26214 | 0.26214 | 0.26214
| SPS1 | CH | Coaches efficiency¦Electricity¦New electric coaches (Mega) | km/MJ | - | 0.12643 | 0.12962 | 0.1395 | 0.15121 | 0.15674 | 0.16524 | 0.17275 | 0.17548 | 0.17548 | 0.17548 | 0.17548
| SPS1 | CH | Coaches efficiency¦Hydrogen¦New fuel cell coaches (Mini) | km/MJ | bar: 2020 to 2070
| SPS1 | CH | Coaches efficiency¦Hydrogen¦New fuel cell coaches (Midi) | km/MJ | - | - | - | 0.1691 | - | - | - | - | - | - | - | -
| SPS1 | CH | Coaches efficiency¦Hydrogen¦New fuel cell coaches (Maxi) | km/MJ | - | - | - | 0.11311 | - | - | - | - | - | - | - | -
| SPS1 | CH | Coaches efficiency¦Hydrogen¦New fuel cell coaches (Mega) | km/MJ | bar: 2020 to 2070
| SPS1 | CH | Coaches efficiency¦Motor Diesel¦Total¦New conventional hybrid diesel coaches (Mini) | km/MJ | - | 0.16251 | 0.1643 | 0.17473 | 0.19294 | 0.19672 | 0.20788 | 0.22079 | 0.22384 | 0.22493 | 0.22493 | 0.22493
| SPS1 | CH | Coaches efficiency¦Motor Diesel¦Total¦New conventional hybrid diesel coaches (Midi) | km/MJ | - | 0.11649 | 0.12231 | 0.12971 | 0.13146 | 0.1434 | 0.14775 | 0.1557 | 0.16057 | 0.16122 | 0.16122 | 0.16122
| SPS1 | CH | Coaches efficiency¦Motor Diesel¦Total¦New conventional hybrid diesel coaches (Maxi) | km/MJ | - | 0.078236 | 0.081908 | 0.088639 | 0.090006 | 0.097423 | 0.1 | 0.107 | 0.1084 | 0.10865 | 0.10865 | 0.10865
| SPS1 | CH | Coaches efficiency¦Motor Diesel¦Total¦New conventional hybrid diesel coaches (Mega) | km/MJ | - | 0.052751 | 0.053874 | 0.057381 | 0.063145 | 0.065311 | 0.069211 | 0.072264 | 0.073435 | 0.073435 | 0.073435 | 0.073435
| SPS1 | CH | Coaches efficiency¦Motor Diesel¦Total¦Existing ICE diesel coaches | km/MJ | 9.9502 | 7.9797 | 5.0239 | - | - | - | - | - | - | - | - | -
| SPS1 | CH | Coaches efficiency¦Motor Diesel¦Total¦New conventional ICE diesel coaches (Mini) | km/MJ | 0.12392 | 0.1267 | 0.12824 | - | - | - | - | - | - | - | - | -
| SPS1 | CH | Coaches efficiency¦Motor Diesel¦Total¦New conventional ICE diesel coaches (Midi) | km/MJ | 0.087466 | 0.087811 | 0.087811 | - | - | - | - | - | - | - | - | -
| SPS1 | CH | Coaches efficiency¦Motor Diesel¦Total¦New conventional ICE diesel coaches (Maxi) | km/MJ | 0.05795 | 0.058177 | 0.058152 | - | - | - | - | - | - | - | - | -
| SPS1 | CH | Coaches efficiency¦Motor Diesel¦Total¦New conventional ICE diesel coaches (Mega) | km/MJ | 0.038646 | 0.038932 | 0.039187 | - | - | - | - | - | - | - | - | -
| SPS1 | CH | Coaches efficiency¦Motor Gas¦Total¦Existing ICE Gas coaches | km/MJ | 9.9502 | 7.9768 | 5.0166 | - | - | - | - | - | - | - | - | -
| SPS1 | CH | Coaches efficiency¦Motor Gas¦Total¦New conventional ICE gas coaches (Mini) | km/MJ | - | 0.12024 | 0.12591 | - | - | - | - | - | - | - | - | -
| SPS1 | CH | Coaches efficiency¦Motor Gas¦Total¦New conventional ICE gas coaches (Midi) | km/MJ | - | 0.084998 | 0.088661 | - | - | - | - | - | - | - | - | -
| SPS1 | CH | Coaches efficiency¦Motor Gas¦Total¦New conventional ICE gas coaches (Maxi) | km/MJ | - | 0.056422 | 0.058684 | - | - | - | - | - | - | - | - | -
| SPS1 | CH | Coaches efficiency¦Motor Gas¦Total¦New conventional ICE gas coaches (Mega) | km/MJ | - | 0.037689 | 0.039056 | - | - | - | - | - | - | - | - | -
| SPS1 | CH | Fuel consumption in trolleybuses | PJ/yr. | 0.28164 | 0.30669 | 0.35079 | 0.44906 | 0.45787 | 0.47069 | 0.47857 | 0.48645 | 0.53042 | 0.56112 | 0.59169 | 0.62178
| SPS1 | CH | Fuel consumption in trolleybuses¦Electricity | PJ/yr. | 0.28164 | 0.30669 | 0.35079 | 0.44906 | 0.45787 | 0.47069 | 0.47857 | 0.48645 | 0.53042 | 0.56112 | 0.59169 | 0.62178
| SPS1 | CH | Fuel consumption in trolleybuses¦Electricity¦Existing trolleybuses | PJ/yr. | 0.28164 | 0.30669 | 0.35079 | 0.44906 | 0.45787 | 0.47069 | 0.47857 | 0.48645 | 0.53042 | 0.56112 | 0.59169 | 0.62178
| SPS1 | CH | Trolleybuses mileage | billion km/yr. | 0.027121 | 0.027782 | 0.028774 | 0.030427 | 0.031024 | 0.031893 | 0.032427 | 0.032961 | 0.03594 | 0.03802 | 0.040091 | 0.04213
| SPS1 | CH | Trolleybuses mileage¦Electricity¦Existing trolleybuses | billion km/yr. | 0.027121 | 0.027782 | 0.028774 | 0.030427 | 0.031024 | 0.031893 | 0.032427 | 0.032961 | 0.03594 | 0.03802 | 0.040091 | 0.04213
| SPS1 | CH | Trolleybuses efficiency | km/MJ | bar: 2020 to 2070
| SPS1 | CH | Trolleybuses efficiency¦Electricity¦Existing trolleybuses | km/MJ | 0.096296 | 0.090588 | 0.082027 | 0.067757 | 0.067757 | 0.067757 | 0.067757 | 0.067757 | 0.067757 | 0.067757 | 0.067757 | 0.067757
| SPS1 | CH | Fuel consumption in trams | PJ/yr. | 0.58773 | 0.61504 | 0.65847 | 0.73827 | 0.75646 | 0.77351 | 0.78633 | 0.79915 | 0.83907 | 0.86191 | 0.88464 | 0.90719
| SPS1 | CH | Fuel consumption in trams¦Electricity | PJ/yr. | 0.58773 | 0.61504 | 0.65847 | 0.73827 | 0.75646 | 0.77351 | 0.78633 | 0.79915 | 0.83907 | 0.86191 | 0.88464 | 0.90719
| SPS1 | CH | Fuel consumption in trams¦Electricity¦Existing trams | PJ/yr. | 0.58773 | 0.61504 | 0.65847 | 0.73827 | 0.75646 | 0.77351 | 0.78633 | 0.79915 | 0.83907 | 0.86191 | 0.88464 | 0.90719
| SPS1 | CH | Trams mileage | billion km/yr. | 0.033478 | 0.034239 | 0.03538 | 0.037281 | 0.0382 | 0.039061 | 0.039709 | 0.040356 | 0.042372 | 0.043525 | 0.044673 | 0.045812
| SPS1 | CH | Trams mileage¦Electricity¦Existing trams | billion km/yr. | 0.033478 | 0.034239 | 0.03538 | 0.037281 | 0.0382 | 0.039061 | 0.039709 | 0.040356 | 0.042372 | 0.043525 | 0.044673 | 0.045812
| SPS1 | CH | Trams efficiency | km/MJ | bar: 2020 to 2070
| SPS1 | CH | Trams efficiency¦Electricity¦Existing trams | km/MJ | 0.056962 | 0.055669 | 0.05373 | 0.050499 | 0.050499 | 0.050499 | 0.050499 | 0.050499 | 0.050499 | 0.050499 | 0.050499 | 0.050499
| SPS1 | CH | Fuel consumption in motorised two wheelers | PJ/yr. | 2.4122 | 1.6973 | 1.6756 | 1.5016 | 1.1735 | 1.0718 | 0.94052 | 0.88249 | 0.85259 | 0.82731 | 0.81244 | 0.79318
| SPS1 | CH | Fuel consumption in motorised two wheelers¦Electricity | PJ/yr. | 0.0020459 | 0.0028674 | 0.0029588 | 0.0022825 | 0.00092131 | 0.0010789 | 0.0013467 | 0.0020652 | 0.0030439 | 0.003865 | 0.0037938 | 0.0050608
| SPS1 | CH | Fuel consumption in motorised two wheelers¦Electricity¦New electric two wheelers (4kW) | PJ/yr. | 0.0015606 | 0.0021465 | 0.002167 | 0.0014949 | 0.00027444 | 0.00036694 | 0.00057577 | 0.0010958 | 0.0018923 | 0.0024663 | 0.0023092 | 0.0031718
| SPS1 | CH | Fuel consumption in motorised two wheelers¦Electricity¦New electric two wheelers (11kW) | PJ/yr. | 0.00035418 | 0.00046724 | 0.00047766 | 0.00042498 | 0.00016774 | 0.00017708 | 0.00024383 | 0.00033164 | 0.00039549 | 0.00051469 | 0.0004864 | 0.00068218
| SPS1 | CH | Fuel consumption in motorised two wheelers¦Electricity¦New electric two wheelers (25kW) | PJ/yr. | 8.3995e-05 | 0.00015985 | 0.00019165 | 0.00021576 | 0.00028703 | 0.00028875 | 0.00026386 | 0.0003494 | 0.00041289 | 0.00048259 | 0.00055479 | 0.00066597
| SPS1 | CH | Fuel consumption in motorised two wheelers¦Electricity¦New electric two wheelers (50kW) | PJ/yr. | 4.7192e-05 | 9.3811e-05 | 0.00012256 | 0.00014682 | 0.0001921 | 0.00024615 | 0.00026318 | 0.00028832 | 0.0003432 | 0.0004014 | 0.00044338 | 0.00054088
| SPS1 | CH | Fuel consumption in motorised two wheelers¦Hydrogen | PJ/yr. | 0 | 0 | 0 | 0.00010008 | 0.00027315 | 0.00043892 | 0.00065107 | 0.00094732 | 0.0011899 | 0.0014875 | 0.0015522 | 0.0021123
| SPS1 | CH | Fuel consumption in motorised two wheelers¦Hydrogen¦New fuel cell two wheelers (4kW) | PJ/yr. | 0 | 0 | 0 | 3.1451e-05 | 8.8001e-05 | 0.00013425 | 0.00020707 | 0.00031339 | 0.00043278 | 0.00053336 | 0.00051279 | 0.00073224
| SPS1 | CH | Fuel consumption in motorised two wheelers¦Hydrogen¦New fuel cell two wheelers (11kW) | PJ/yr. | 0 | 0 | 0 | 2.7421e-05 | 7.1505e-05 | 0.00011515 | 0.00016173 | 0.00022405 | 0.00025861 | 0.00034364 | 0.0003337 | 0.00048787
| SPS1 | CH | Fuel consumption in motorised two wheelers¦Hydrogen¦New fuel cell two wheelers (25kW) | PJ/yr. | 0 | 0 | 0 | 2.4501e-05 | 7.1174e-05 | 0.00011621 | 0.00016668 | 0.00023186 | 0.00027952 | 0.00033834 | 0.00039434 | 0.00048949
| SPS1 | CH | Fuel consumption in motorised two wheelers¦Hydrogen¦New fuel cell two wheelers (50kW) | PJ/yr. | 0 | 0 | 0 | 1.6704e-05 | 4.2474e-05 | 7.3307e-05 | 0.00011559 | 0.00017802 | 0.00021895 | 0.00027217 | 0.00031138 | 0.00040274
| SPS1 | CH | Fuel consumption in motorised two wheelers¦Motor Gasoline | PJ/yr. | 2.4102 | 1.6944 | 1.6727 | 1.4993 | 1.1723 | 1.0703 | 0.93852 | 0.87948 | 0.84836 | 0.82196 | 0.80709 | 0.78601
| SPS1 | CH | Fuel consumption in motorised two wheelers¦Motor Gasoline¦Fossil liquids | PJ/yr. | 2.2783 | 1.6016 | 1.5811 | 1.4007 | 1.1013 | 1.0117 | 0.88713 | 0.83131 | 0.80191 | 0.77693 | 0.76288 | 0.74292
| SPS1 | CH | Fuel consumption in motorised two wheelers¦Motor Gasoline¦Synthetic liquids | PJ/yr. | 0.13194 | 0.092752 | 0.091564 | 0.098554 | 0.071076 | 0.0586 | 0.051387 | 0.048172 | 0.046454 | 0.045026 | 0.044206 | 0.043089
| SPS1 | CH | Fuel consumption in motorised two wheelers¦Motor Gasoline¦Synthetic liquids¦Bioliquids¦Ethanol | PJ/yr. | 0.13194 | 0.092752 | 0.091564 | 0.098554 | 0.071076 | 0.0586 | 0.051387 | 0.048172 | 0.046454 | 0.045026 | 0.044206 | 0.043089
| SPS1 | CH | Fuel consumption in motorised two wheelers¦Motor Gasoline¦Synthetic liquids¦PtL¦PtL Gasoline | PJ/yr. | 0 | 0 | 0 | 0 | 0 | 0 | 0 | 0 | 0 | 0 | 0 | 0
| SPS1 | CH | Fuel consumption in motorised two wheelers¦Motor Gasoline¦Total¦Existing gasoline two wheelers | PJ/yr. | 1.9837 | 0.71318 | 0.69236 | 0.45319 | 0 | 0 | 0 | 0 | 0 | 0 | 0 | 0
| SPS1 | CH | Fuel consumption in motorised two wheelers¦Motor Gasoline¦Total¦New gasoline two wheelers (4kW) | PJ/yr. | 0.044222 | 0.49551 | 0.50102 | 0.62021 | 0.84584 | 0.89242 | 0.90932 | 0.87684 | 0.8456 | 0.8187 | 0.80373 | 0.78158
| SPS1 | CH | Fuel consumption in motorised two wheelers¦Motor Gasoline¦Total¦New gasoline two wheelers (11kW) | PJ/yr. | 0.11214 | 0.16299 | 0.15368 | 0.10218 | 0.010335 | 0.00074684 | 0.00089941 | 0.0010617 | 0.0010593 | 0.0013393 | 0.0012695 | 0.0018419
| SPS1 | CH | Fuel consumption in motorised two wheelers¦Motor Gasoline¦Total¦New gasoline two wheelers (25kW) | PJ/yr. | 0.16358 | 0.19687 | 0.19848 | 0.1974 | 0.18929 | 0.055038 | 0.00081039 | 0.00095442 | 0.0010268 | 0.0011446 | 0.0012665 | 0.0015603
| SPS1 | CH | Fuel consumption in motorised two wheelers¦Motor Gasoline¦Total¦New gasoline two wheelers (50kW) | PJ/yr. | 0.1066 | 0.12584 | 0.12713 | 0.12628 | 0.12687 | 0.12208 | 0.027488 | 0.00062129 | 0.00067297 | 0.00077015 | 0.00082472 | 0.0010327
| SPS1 | CH | Motorised two wheelers mileage | Billion km/yr. | 1.9492 | 1.9515 | 1.9549 | 1.9605 | 1.9637 | 1.9679 | 1.9437 | 1.9196 | 1.878 | 1.8361 | 1.8019 | 1.7689
| SPS1 | CH | Motorised two wheelers mileage¦Electricity¦New electric two wheelers (4kW) | Billion km/yr. | 0.017321 | 0.023841 | 0.024073 | 0.016627 | 0.003149 | 0.0042441 | 0.0067357 | 0.013001 | 0.022526 | 0.029383 | 0.027511 | 0.037788
| SPS1 | CH | Motorised two wheelers mileage¦Electricity¦New electric two wheelers (11kW) | Billion km/yr. | 0.0022258 | 0.0029385 | 0.0030061 | 0.0026803 | 0.001083 | 0.0011589 | 0.0016107 | 0.0022199 | 0.0026628 | 0.0034724 | 0.0032816 | 0.0046024
| SPS1 | CH | Motorised two wheelers mileage¦Electricity¦New electric two wheelers (25kW) | Billion km/yr. | 0.00034355 | 0.00065509 | 0.00078739 | 0.00088983 | 0.0011947 | 0.0012204 | 0.0011391 | 0.0015254 | 0.0018168 | 0.0021377 | 0.0024627 | 0.0029563
| SPS1 | CH | Motorised two wheelers mileage¦Electricity¦New electric two wheelers (50kW) | Billion km/yr. | 0.00017768 | 0.00035416 | 0.00046432 | 0.00055934 | 0.00073835 | 0.00095504 | 0.0010397 | 0.0011642 | 0.0013971 | 0.0016451 | 0.001825 | 0.0022304
| SPS1 | CH | Motorised two wheelers mileage¦Hydrogen¦New fuel cell two wheelers (4kW) | Billion km/yr. | 0 | 0 | 0 | 0.00014591 | 0.0004125 | 0.00063763 | 0.0009973 | 0.0015359 | 0.0021333 | 0.0026335 | 0.0025319 | 0.0036155
| SPS1 | CH | Motorised two wheelers mileage¦Hydrogen¦New fuel cell two wheelers (11kW) | Billion km/yr. | 0 | 0 | 0 | 7.4061e-05 | 0.00019492 | 0.00031719 | 0.00045126 | 0.00063421 | 0.00073832 | 0.00098382 | 0.00095535 | 0.0013967
| SPS1 | CH | Motorised two wheelers mileage¦Hydrogen¦New fuel cell two wheelers (25kW) | Billion km/yr. | 0 | 0 | 0 | 4.3137e-05 | 0.00012666 | 0.00020853 | 0.00030237 | 0.00042649 | 0.00051906 | 0.00063282 | 0.00073948 | 0.00091789
| SPS1 | CH | Motorised two wheelers mileage¦Hydrogen¦New fuel cell two wheelers (50kW) | Billion km/yr. | 0 | 0 | 0 | 2.6092e-05 | 6.7106e-05 | 0.00011707 | 0.00018673 | 0.00029149 | 0.00036217 | 0.00045369 | 0.00052149 | 0.0006758
| SPS1 | CH | Motorised two wheelers mileage¦Motor Gasoline¦Existing gasoline two wheelers | Billion km/yr. | 1.5297 | 0.56145 | 0.56175 | 0.3859 | 0 | 0 | 0 | 0 | 0 | 0 | 0 | 0
| SPS1 | CH | Motorised two wheelers mileage¦Motor Gasoline¦New gasoline two wheelers (4kW) | Billion km/yr. | 0.084371 | 0.95339 | 0.96415 | 1.2111 | 1.7211 | 1.8353 | 1.9109 | 1.8962 | 1.8432 | 1.7915 | 1.7588 | 1.7103
| SPS1 | CH | Motorised two wheelers mileage¦Motor Gasoline¦New gasoline two wheelers (11kW) | Billion km/yr. | 0.12367 | 0.17999 | 0.16972 | 0.11288 | 0.011483 | 0.00088447 | 0.0010863 | 0.0013095 | 0.0013255 | 0.0016842 | 0.0015965 | 0.0023163
| SPS1 | CH | Motorised two wheelers mileage¦Motor Gasoline¦New gasoline two wheelers (25kW) | Billion km/yr. | 0.11932 | 0.14375 | 0.14493 | 0.14414 | 0.13824 | 0.04027 | 0.0006402 | 0.00076968 | 0.00083966 | 0.00094756 | 0.0010529 | 0.0012972
| SPS1 | CH | Motorised two wheelers mileage¦Motor Gasoline¦New gasoline two wheelers (50kW) | Billion km/yr. | 0.072038 | 0.085121 | 0.085992 | 0.08542 | 0.085829 | 0.082593 | 0.018644 | 0.00046218 | 0.00050834 | 0.00058865 | 0.00063504 | 0.00079749
| SPS1 | CH | Motorised two wheelers efficiency | km/MJ | bar: 2020 to 2070
| SPS1 | CH | Motorised two wheelers efficiency¦Electricity¦New electric two wheelers (4kW) | km/MJ | 11.0989 | 11.1073 | 11.1092 | 11.1227 | 11.4742 | 11.5661 | 11.6986 | 11.8643 | 11.904 | 11.9139 | 11.9139 | 11.9139
| SPS1 | CH | Motorised two wheelers efficiency¦Electricity¦New electric two wheelers (11kW) | km/MJ | 6.2845 | 6.289 | 6.2935 | 6.3068 | 6.4565 | 6.5444 | 6.6059 | 6.6936 | 6.7329 | 6.7466 | 6.7466 | 6.7466
| SPS1 | CH | Motorised two wheelers efficiency¦Electricity¦New electric two wheelers (25kW) | km/MJ | 4.0901 | 4.0982 | 4.1084 | 4.1242 | 4.1623 | 4.2264 | 4.317 | 4.3657 | 4.4002 | 4.4296 | 4.439 | 4.439
| SPS1 | CH | Motorised two wheelers efficiency¦Electricity¦New electric two wheelers (50kW) | km/MJ | 3.7651 | 3.7752 | 3.7885 | 3.8096 | 3.8435 | 3.8799 | 3.9506 | 4.0378 | 4.0708 | 4.0984 | 4.1161 | 4.1238
| SPS1 | CH | Motorised two wheelers efficiency¦Hydrogen¦New fuel cell two wheelers (4kW) | km/MJ | - | - | - | 4.6391 | 4.6874 | 4.7495 | 4.8162 | 4.901 | 4.9294 | 4.9376 | 4.9376 | 4.9376
| SPS1 | CH | Motorised two wheelers efficiency¦Hydrogen¦New fuel cell two wheelers (11kW) | km/MJ | - | - | - | 2.7009 | 2.7259 | 2.7546 | 2.7902 | 2.8307 | 2.8549 | 2.8629 | 2.8629 | 2.8629
| SPS1 | CH | Motorised two wheelers efficiency¦Hydrogen¦New fuel cell two wheelers (25kW) | km/MJ | - | - | - | 1.7606 | 1.7795 | 1.7944 | 1.8141 | 1.8395 | 1.857 | 1.8703 | 1.8752 | 1.8752
| SPS1 | CH | Motorised two wheelers efficiency¦Hydrogen¦New fuel cell two wheelers (50kW) | km/MJ | - | - | - | 1.562 | 1.5799 | 1.597 | 1.6155 | 1.6374 | 1.6541 | 1.6669 | 1.6748 | 1.678
| SPS1 | CH | Motorised two wheelers efficiency¦Motor Gasoline¦Total¦Existing gasoline two wheelers | km/MJ | 0.77117 | 0.78724 | 0.81135 | 0.85153 | - | - | - | - | - | - | - | -
| SPS1 | CH | Motorised two wheelers efficiency¦Motor Gasoline¦Total¦New gasoline two wheelers (4kW) | km/MJ | 1.9079 | 1.9241 | 1.9244 | 1.9527 | 2.0348 | 2.0566 | 2.1015 | 2.1625 | 2.1797 | 2.1883 | 2.1883 | 2.1883
| SPS1 | CH | Motorised two wheelers efficiency¦Motor Gasoline¦Total¦New gasoline two wheelers (11kW) | km/MJ | 1.1028 | 1.1043 | 1.1044 | 1.1047 | 1.1111 | 1.1843 | 1.2078 | 1.2334 | 1.2513 | 1.2576 | 1.2576 | 1.2576
| SPS1 | CH | Motorised two wheelers efficiency¦Motor Gasoline¦Total¦New gasoline two wheelers (25kW) | km/MJ | 0.72943 | 0.73017 | 0.73019 | 0.73021 | 0.73031 | 0.73169 | 0.78999 | 0.80643 | 0.81775 | 0.82784 | 0.83135 | 0.83135
| SPS1 | CH | Motorised two wheelers efficiency¦Motor Gasoline¦Total¦New gasoline two wheelers (50kW) | km/MJ | 0.6758 | 0.67642 | 0.67643 | 0.67645 | 0.67649 | 0.67657 | 0.67826 | 0.74391 | 0.75536 | 0.76434 | 0.77001 | 0.77223
| SPS1 | CH | Fuel consumption in light duty vehicles | PJ/yr. | 16.7106 | 15.6364 | 14.0774 | 11.5831 | 9.6771 | 8.8002 | 9.1655 | 9.517 | 9.9152 | 10.45 | 11.0227 | 11.681
| SPS1 | CH | Fuel consumption in light duty vehicles¦Electricity | PJ/yr. | 0.075779 | 0.095535 | 0.32283 | 1.2339 | 2.8759 | 5.0812 | 5.2591 | 5.4662 | 5.7903 | 6.3006 | 6.9017 | 7.5065
| SPS1 | CH | Fuel consumption in light duty vehicles¦Electricity¦Existing electric light duty vehicles | PJ/yr. | 0.040483 | 0.031401 | 0.026386 | 0.013157 | 0 | 0 | 0 | 0 | 0 | 0 | 0 | 0
| SPS1 | CH | Fuel consumption in light duty vehicles¦Electricity¦New electric light duty vehicles | PJ/yr. | 0.035297 | 0.064135 | 0.29645 | 1.2207 | 2.8759 | 5.0812 | 5.2591 | 5.4662 | 5.7903 | 6.3006 | 6.9017 | 7.5065
| SPS1 | CH | Fuel consumption in light duty vehicles¦Hydrogen | PJ/yr. | 0 | 8.0436e-05 | 0.00010196 | 2.051e-05 | 1.7378e-05 | 1.577e-05 | 1.6591e-05 | 1.5529e-05 | 1.4644e-05 | 1.3918e-05 | 1.2853e-05 | 5.3333e-05
| SPS1 | CH | Fuel consumption in light duty vehicles¦Hydrogen¦New fuel cell electric light duty vehicles | PJ/yr. | 0 | 8.0436e-05 | 0.00010196 | 2.051e-05 | 1.7378e-05 | 1.577e-05 | 1.6591e-05 | 1.5529e-05 | 1.4644e-05 | 1.3918e-05 | 1.2853e-05 | 5.3333e-05
| SPS1 | CH | Fuel consumption in light duty vehicles¦Motor Gasoline | PJ/yr. | 1.098 | 1.9325 | 1.5001 | 1.7462 | 1.9823 | 1.1846 | 1.3029 | 1.4351 | 1.4421 | 1.4595 | 1.4597 | 1.4625
| SPS1 | CH | Fuel consumption in light duty vehicles¦Motor Gasoline¦Fossil liquids | PJ/yr. | 1.0379 | 1.8267 | 1.4179 | 1.6314 | 1.8621 | 1.1197 | 1.2316 | 1.3565 | 1.3631 | 1.3795 | 1.3798 | 1.3823
| SPS1 | CH | Fuel consumption in light duty vehicles¦Motor Gasoline¦Synthetic liquids | PJ/yr. | 0.060106 | 0.10579 | 0.082115 | 0.11478 | 0.12018 | 0.064859 | 0.071339 | 0.078603 | 0.078964 | 0.079948 | 0.079951 | 0.080175
| SPS1 | CH | Fuel consumption in light duty vehicles¦Motor Gasoline¦Synthetic liquids¦Bioliquids¦Ethanol | PJ/yr. | 0.060106 | 0.10579 | 0.082115 | 0.11478 | 0.12018 | 0.064859 | 0.071339 | 0.078603 | 0.078964 | 0.079948 | 0.079951 | 0.080175
| SPS1 | CH | Fuel consumption in light duty vehicles¦Motor Gasoline¦Synthetic liquids¦PtL¦PtL Gasoline | PJ/yr. | 0 | 0 | 0 | 0 | 0 | 0 | 0 | 0 | 0 | 0 | 0 | 0
| SPS1 | CH | Fuel consumption in light duty vehicles¦Motor Gasoline¦Total¦Existing gasoline light duty vehicles | PJ/yr. | 0.72261 | 1.3546 | 0.56979 | 0.27123 | 0 | 0 | 0 | 0 | 0 | 0 | 0 | 0
| SPS1 | CH | Fuel consumption in light duty vehicles¦Motor Gasoline¦Total¦New gasoline light duty vehicles | PJ/yr. | 0.37539 | 0.57789 | 0.93026 | 1.4749 | 1.9823 | 1.1846 | 1.3029 | 1.4351 | 1.4421 | 1.4595 | 1.4597 | 1.4625
| SPS1 | CH | Fuel consumption in light duty vehicles¦Motor Diesel | PJ/yr. | 15.5295 | 13.6052 | 12.2504 | 8.6029 | 4.8188 | 2.5343 | 2.6034 | 2.6156 | 2.6827 | 2.6898 | 2.6612 | 2.7118
| SPS1 | CH | Fuel consumption in light duty vehicles¦Motor Diesel¦Fossil liquids | PJ/yr. | 15.1441 | 13.249 | 11.7008 | 8.3254 | 4.649 | 2.4353 | 2.5006 | 2.5108 | 2.5741 | 2.5626 | 2.5085 | 2.5471
| SPS1 | CH | Fuel consumption in light duty vehicles¦Motor Diesel¦Synthetic liquids | PJ/yr. | 0.3854 | 0.35624 | 0.54959 | 0.27752 | 0.16982 | 0.098964 | 0.10276 | 0.10484 | 0.10862 | 0.12717 | 0.1527 | 0.16471
| SPS1 | CH | Fuel consumption in light duty vehicles¦Motor Diesel¦Synthetic liquids¦Bioliquids¦Biodiesel | PJ/yr. | 0.3854 | 0.35624 | 0.54959 | 0.27752 | 0.16982 | 0.098964 | 0.10276 | 0.10484 | 0.10862 | 0.12717 | 0.1527 | 0.16471
| SPS1 | CH | Fuel consumption in light duty vehicles¦Motor Diesel¦Synthetic liquids¦PtL¦PtL Diesel | PJ/yr. | 0 | 0 | 0 | 0 | 0 | 0 | 0 | 0 | 0 | 0 | 0 | 0
| SPS1 | CH | Fuel consumption in light duty vehicles¦Motor Diesel¦Total¦Existing ICE diesel light duty vehicles | PJ/yr. | 11.0838 | 7.9088 | 5.6672 | 2.7257 | 0 | 0 | 0 | 0 | 0 | 0 | 0 | 0
| SPS1 | CH | Fuel consumption in light duty vehicles¦Motor Diesel¦Total¦New ICE diesel light duty vehicles | PJ/yr. | 4.4456 | 5.2484 | 5.2477 | 2.0995 | 0.27102 | 0.26896 | 0.14706 | 0.01271 | 0.011318 | 0.0093886 | 0.0076601 | 0.011022
| SPS1 | CH | Fuel consumption in light duty vehicles¦Motor Diesel¦Total¦New hybrid diesel light duty vehicles | PJ/yr. | 0 | 0.44799 | 1.3354 | 3.7778 | 4.5478 | 2.2654 | 2.4563 | 2.6029 | 2.6714 | 2.6804 | 2.6536 | 2.7008
| SPS1 | CH | Fuel consumption in light duty vehicles¦Motor Gas | PJ/yr. | 0.0073374 | 0.0030146 | 0.0039965 | 0.00012616 | 0.00010617 | 0.00010656 | 0.00010795 | 0.00011128 | 0.00011309 | 0.00011677 | 0.00011834 | 0.00012456
| SPS1 | CH | Fuel consumption in light duty vehicles¦Motor Gas¦Fossil gases | PJ/yr. | 0.0067791 | 0.0026415 | 0.0039142 | 8.5538e-05 | 0 | 0 | 0 | 0 | 0 | 0 | 0 | 0
| SPS1 | CH | Fuel consumption in light duty vehicles¦Motor Gas¦Synthetic gases | PJ/yr. | 0.0005583 | 0.00037312 | 8.2338e-05 | 4.0625e-05 | 0.0501 | 0.075086 | 0.010287 | 0.017605 | 0.0087309 | 0.013169 | 0.040216 | 0.014163
| SPS1 | CH | Fuel consumption in light duty vehicles¦Motor Gas¦Synthetic gases¦Biogases¦Biogas | PJ/yr. | 0.0005583 | 0.00037312 | 8.2338e-05 | 4.0625e-05 | 3.359e-05 | 3.7609e-06 | 5.0995e-06 | 1.0625e-05 | 7.2561e-06 | 1.2137e-05 | 9.925e-06 | 1.9738e-05
| SPS1 | CH | Fuel consumption in light duty vehicles¦Motor Gas¦Synthetic gases¦PtG¦PtG gas | PJ/yr. | 0 | 0 | 0 | 0 | 0.050066 | 0.075082 | 0.010282 | 0.017595 | 0.0087236 | 0.013157 | 0.040206 | 0.014143
| SPS1 | CH | Fuel consumption in light duty vehicles¦Motor Gas¦Total¦New ICE Gas light duty vehicles | PJ/yr. | 0.0073374 | 0.0030146 | 0.0039965 | 0.00012616 | 0.00010617 | 0.00010656 | 0.00010795 | 0.00011128 | 0.00011309 | 0.00011677 | 0.00011834 | 0.00012456
| SPS1 | CH | Mileage in light duty vehicles | Billion km/yr. | 4.7788 | 4.7701 | 4.7153 | 4.6618 | 4.844 | 5.014 | 5.2231 | 5.4322 | 5.6866 | 6.0439 | 6.4405 | 6.8766
| SPS1 | CH | Mileage in light duty vehicles¦Electricity¦Existing electric light duty vehicles | Billion km/yr. | 0.027902 | 0.021844 | 0.018609 | 0.0092795 | 0 | 0 | 0 | 0 | 0 | 0 | 0 | 0
| SPS1 | CH | Mileage in light duty vehicles¦Electricity¦New electric light duty vehicles | Billion km/yr. | 0.02405 | 0.043699 | 0.20199 | 0.83176 | 1.9595 | 3.4621 | 3.5833 | 3.7244 | 3.9453 | 4.293 | 4.7025 | 5.1146
| SPS1 | CH | Mileage in light duty vehicles¦Hydrogen¦New fuel cell electric light duty vehicles | Billion km/yr. | 0 | 3.7411e-05 | 4.8078e-05 | 1.0167e-05 | 9.1985e-06 | 8.8689e-06 | 9.5598e-06 | 9.2389e-06 | 8.8178e-06 | 8.4174e-06 | 7.7735e-06 | 3.2256e-05
| SPS1 | CH | Mileage in light duty vehicles¦Motor Gasoline¦Total¦Existing gasoline light duty vehicles | Billion km/yr. | 0.20058 | 0.37953 | 0.16185 | 0.077043 | 0 | 0 | 0 | 0 | 0 | 0 | 0 | 0
| SPS1 | CH | Mileage in light duty vehicles¦Motor Gasoline¦Total¦New gasoline light duty vehicles | Billion km/yr. | 0.13185 | 0.20297 | 0.32673 | 0.51804 | 0.69624 | 0.41606 | 0.45763 | 0.50404 | 0.5065 | 0.51261 | 0.5127 | 0.51368
| SPS1 | CH | Mileage in light duty vehicles¦Motor Diesel¦Total¦Existing ICE diesel light duty vehicles | Billion km/yr. | 2.8711 | 2.1191 | 1.5941 | 0.7667 | 0 | 0 | 0 | 0 | 0 | 0 | 0 | 0
| SPS1 | CH | Mileage in light duty vehicles¦Motor Diesel¦Total¦New ICE diesel light duty vehicles | Billion km/yr. | 1.5209 | 1.7956 | 1.7953 | 0.71826 | 0.092721 | 0.092015 | 0.050311 | 0.0043482 | 0.0038721 | 0.003212 | 0.0026206 | 0.0037707
| SPS1 | CH | Mileage in light duty vehicles¦Motor Diesel¦Total¦New hybrid diesel light duty vehicles | Billion km/yr. | 0 | 0.20642 | 0.6153 | 1.7407 | 2.0955 | 1.0438 | 1.1318 | 1.1993 | 1.2309 | 1.235 | 1.2227 | 1.2444
| SPS1 | CH | Mileage in light duty vehicles¦Motor Gas¦Total¦New ICE Gas light duty vehicles | Billion km/yr. | 0.0023522 | 0.00096642 | 0.0012812 | 4.0445e-05 | 3.4035e-05 | 3.416e-05 | 3.4606e-05 | 3.5673e-05 | 3.6253e-05 | 3.7434e-05 | 3.7937e-05 | 3.9932e-05
| SPS1 | CH | Efficiency in light duty vehicles | km/PJ | bar: 2020 to 2070
| SPS1 | CH | Efficiency in light duty vehicles¦Electricity¦Existing electric light duty vehicles | km/PJ | 0.68922 | 0.69565 | 0.70528 | 0.70528 | - | - | - | - | - | - | - | -
| SPS1 | CH | Efficiency in light duty vehicles¦Electricity¦New electric light duty vehicles | km/PJ | 0.68136 | 0.68136 | 0.68136 | 0.68136 | 0.68136 | 0.68136 | 0.68136 | 0.68136 | 0.68136 | 0.68136 | 0.68136 | 0.68136
| SPS1 | CH | Efficiency in light duty vehicles¦Hydrogen¦New fuel cell electric light duty vehicles | km/PJ | - | 0.4651 | 0.47152 | 0.4957 | 0.52932 | 0.56238 | 0.57619 | 0.59494 | 0.60212 | 0.6048 | 0.6048 | 0.6048
| SPS1 | CH | Efficiency in light duty vehicles¦Motor Gasoline¦Total¦Existing gasoline light duty vehicles | km/PJ | 0.27758 | 0.28017 | 0.28405 | 0.28405 | - | - | - | - | - | - | - | -
| SPS1 | CH | Efficiency in light duty vehicles¦Motor Gasoline¦Total¦New gasoline light duty vehicles | km/PJ | 0.35123 | 0.35123 | 0.35123 | 0.35123 | 0.35123 | 0.35123 | 0.35123 | 0.35123 | 0.35123 | 0.35123 | 0.35123 | 0.35123
| SPS1 | CH | Efficiency in light duty vehicles¦Motor Diesel¦Total¦Existing ICE diesel light duty vehicles | km/PJ | 0.25904 | 0.26794 | 0.28129 | 0.28129 | - | - | - | - | - | - | - | -
| SPS1 | CH | Efficiency in light duty vehicles¦Motor Diesel¦Total¦New ICE diesel light duty vehicles | km/PJ | 0.34211 | 0.34211 | 0.34211 | 0.34211 | 0.34211 | 0.34211 | 0.34211 | 0.34211 | 0.34211 | 0.34211 | 0.34211 | 0.34211
| SPS1 | CH | Efficiency in light duty vehicles¦Motor Diesel¦Total¦New hybrid diesel light duty vehicles | km/PJ | - | 0.46077 | 0.46077 | 0.46077 | 0.46077 | 0.46077 | 0.46077 | 0.46077 | 0.46077 | 0.46077 | 0.46077 | 0.46077
| SPS1 | CH | Efficiency in light duty vehicles¦Motor Gas¦Total¦New ICE Gas light duty vehicles | km/PJ | 0.32058 | 0.32058 | 0.32058 | 0.32058 | 0.32058 | 0.32058 | 0.32058 | 0.32058 | 0.32058 | 0.32058 | 0.32058 | 0.32058
| SPS1 | CH | Fuel consumption in heavy duty vehicles | PJ/yr. | 24.5151 | 21.0379 | 20.5115 | 16.6138 | 14.7985 | 15.4173 | 16.0418 | 16.6657 | 17.2047 | 17.8029 | 18.4321 | 19.1331
| SPS1 | CH | Fuel consumption in heavy duty vehicles¦Electricity | PJ/yr. | 0.0043753 | 0.004345 | 0.0046033 | 0.0017865 | 0.00074127 | 0.0013849 | 0.0018409 | 0.0033475 | 0.0049792 | 0.0061583 | 0.011286 | 0.031299
| SPS1 | CH | Fuel consumption in heavy duty vehicles¦Electricity¦Existing electric heavy duty vehicles | PJ/yr. | 0 | 0 | 0 | 0 | 0 | 0 | 0 | 0 | 0 | 0 | 0 | 0
| SPS1 | CH | Fuel consumption in heavy duty vehicles¦Electricity¦New electric heavy duty vehicles | PJ/yr. | 0.0043753 | 0.004345 | 0.0046033 | 0.0017865 | 0.00074127 | 0.0013849 | 0.0018409 | 0.0033475 | 0.0049792 | 0.0061583 | 0.011286 | 0.031299
| SPS1 | CH | Fuel consumption in heavy duty vehicles¦Hydrogen | PJ/yr. | 0.0025194 | 0.00092347 | 0.00090932 | 0.00014185 | 0.00012367 | 0.00011912 | 0.00010933 | 0.00010156 | 9.5101e-05 | 8.7084e-05 | 9.3948e-05 | 8.6241e-05
| SPS1 | CH | Fuel consumption in heavy duty vehicles¦Hydrogen¦New fuel cell electric heavy duty vehicles | PJ/yr. | 0.0025194 | 0.00092347 | 0.00090932 | 0.00014185 | 0.00012367 | 0.00011912 | 0.00010933 | 0.00010156 | 9.5101e-05 | 8.7084e-05 | 9.3948e-05 | 8.6241e-05
| SPS1 | CH | Fuel consumption in heavy duty vehicles¦Motor Gasoline | PJ/yr. | 0 | 0 | 0 | 0 | 0 | 0 | 0 | 0 | 0 | 0 | 0 | 0
| SPS1 | CH | Fuel consumption in heavy duty vehicles¦Motor Gasoline¦Fossil liquids | PJ/yr. | 0 | 0 | 0 | 0 | 0 | 0 | 0 | 0 | 0 | 0 | 0 | 0
| SPS1 | CH | Fuel consumption in heavy duty vehicles¦Motor Gasoline¦Synthetic liquids | PJ/yr. | 0 | 0 | 0 | 0 | 0 | 0 | 0 | 0 | 0 | 0 | 0 | 0
| SPS1 | CH | Fuel consumption in heavy duty vehicles¦Motor Gasoline¦Synthetic liquids¦Bioliquids¦Ethanol | PJ/yr. | 0 | 0 | 0 | 0 | 0 | 0 | 0 | 0 | 0 | 0 | 0 | 0
| SPS1 | CH | Fuel consumption in heavy duty vehicles¦Motor Gasoline¦Synthetic liquids¦PtL¦PtL Gasoline | PJ/yr. | 0 | 0 | 0 | 0 | 0 | 0 | 0 | 0 | 0 | 0 | 0 | 0
| SPS1 | CH | Fuel consumption in heavy duty vehicles¦Motor Gasoline¦Total¦Existing gasoline heavy duty vehicles | PJ/yr. | 0 | 0 | 0 | 0 | 0 | 0 | 0 | 0 | 0 | 0 | 0 | 0
| SPS1 | CH | Fuel consumption in heavy duty vehicles¦Motor Gasoline¦Total¦New gasoline heavy duty vehicles | PJ/yr. | 0 | 0 | 0 | 0 | 0 | 0 | 0 | 0 | 0 | 0 | 0 | 0
| SPS1 | CH | Fuel consumption in heavy duty vehicles¦Motor Diesel | PJ/yr. | 24.4811 | 21.0304 | 20.5032 | 16.6091 | 14.7951 | 15.4133 | 16.0375 | 16.6599 | 17.1973 | 17.7944 | 18.4185 | 19.0995
| SPS1 | CH | Fuel consumption in heavy duty vehicles¦Motor Diesel¦Fossil liquids | PJ/yr. | 23.8736 | 20.4798 | 19.5833 | 16.0733 | 14.2737 | 14.8114 | 15.4044 | 15.9922 | 16.501 | 16.9531 | 17.3616 | 17.9395
| SPS1 | CH | Fuel consumption in heavy duty vehicles¦Motor Diesel¦Synthetic liquids | PJ/yr. | 0.60755 | 0.55066 | 0.91983 | 0.53579 | 0.5214 | 0.60188 | 0.63305 | 0.66777 | 0.69628 | 0.84132 | 1.0568 | 1.16
| SPS1 | CH | Fuel consumption in heavy duty vehicles¦Motor Diesel¦Synthetic liquids¦Bioliquids¦Biodiesel | PJ/yr. | 0.60755 | 0.55066 | 0.91983 | 0.53579 | 0.5214 | 0.60188 | 0.63305 | 0.66777 | 0.69628 | 0.84132 | 1.0568 | 1.16
| SPS1 | CH | Fuel consumption in heavy duty vehicles¦Motor Diesel¦Synthetic liquids¦PtL¦PtL Diesel | PJ/yr. | 0 | 0 | 0 | 0 | 0 | 0 | 0 | 0 | 0 | 0 | 0 | 0
| SPS1 | CH | Fuel consumption in heavy duty vehicles¦Motor Diesel¦Total¦Existing ICE diesel heavy duty vehicles | PJ/yr. | 19.2376 | 11.8046 | 11.4872 | 4.9464 | 0 | 0 | 0 | 0 | 0 | 0 | 0 | 0
| SPS1 | CH | Fuel consumption in heavy duty vehicles¦Motor Diesel¦Total¦New ICE diesel heavy duty vehicles | PJ/yr. | 5.2436 | 6.1407 | 4.7994 | 0.44285 | 0.0032702 | 0.0046756 | 0.0039858 | 0.0047616 | 0.0050427 | 0.0044858 | 0.0063131 | 0.008433
| SPS1 | CH | Fuel consumption in heavy duty vehicles¦Motor Diesel¦Total¦New hybrid diesel heavy duty vehicles | PJ/yr. | 0 | 3.0851 | 4.2166 | 11.2198 | 14.7918 | 15.4086 | 16.0335 | 16.6552 | 17.1923 | 17.7899 | 18.4121 | 19.0911
| SPS1 | CH | Fuel consumption in heavy duty vehicles¦Motor Gas | PJ/yr. | 0.027032 | 0.0022317 | 0.0028577 | 0.0028159 | 0.0026048 | 0.0025427 | 0.002431 | 0.0023057 | 0.0022511 | 0.0022431 | 0.002257 | 0.0022446
| SPS1 | CH | Fuel consumption in heavy duty vehicles¦Motor Gas¦Fossil gases | PJ/yr. | 0.024975 | 0.0019555 | 0.0027988 | 0.0019092 | 0 | 0 | 0 | 0 | 0 | 0 | 0 | 0
| SPS1 | CH | Fuel consumption in heavy duty vehicles¦Motor Gas¦Synthetic gases | PJ/yr. | 0.0020569 | 0.00027621 | 5.8875e-05 | 0.00090673 | 0.003429 | 0.0026325 | 0.0025459 | 0.0025258 | 0.0023955 | 0.0024762 | 0.0024463 | 0.0026003
| SPS1 | CH | Fuel consumption in heavy duty vehicles¦Motor Gas¦Synthetic gases¦Biogases¦Biogas | PJ/yr. | 0.0020569 | 0.00027621 | 5.8875e-05 | 0.00090673 | 0.00082413 | 8.9746e-05 | 0.00011484 | 0.00022014 | 0.00014444 | 0.00023314 | 0.00018929 | 0.00035567
| SPS1 | CH | Fuel consumption in heavy duty vehicles¦Motor Gas¦Synthetic gases¦PtG¦PtG gas | PJ/yr. | 0 | 0 | 0 | 0 | 0.0026048 | 0.0025427 | 0.002431 | 0.0023057 | 0.0022511 | 0.0022431 | 0.002257 | 0.0022446
| SPS1 | CH | Fuel consumption in heavy duty vehicles¦Motor Gas¦Total¦New ICE Gas heavy duty vehicles | PJ/yr. | 0.027032 | 0.0022317 | 0.0028577 | 0.0028159 | 0.0026048 | 0.0025427 | 0.002431 | 0.0023057 | 0.0022511 | 0.0022431 | 0.002257 | 0.0022446
| SPS1 | CH | Mileage in heavy duty vehicles | Billion km/yr. | 2.2034 | 2.2263 | 2.2608 | 2.3181 | 2.4189 | 2.5201 | 2.6223 | 2.7246 | 2.813 | 2.911 | 3.0147 | 3.1327
| SPS1 | CH | Mileage in heavy duty vehicles¦Electricity¦Existing electric heavy duty vehicles | Billion km/yr. | 0 | 0 | 0 | 0 | 0 | 0 | 0 | 0 | 0 | 0 | 0 | 0
| SPS1 | CH | Mileage in heavy duty vehicles¦Electricity¦New electric heavy duty vehicles | Billion km/yr. | 0.0011758 | 0.001176 | 0.0012501 | 0.00049716 | 0.00022466 | 0.00043307 | 0.00059942 | 0.001126 | 0.00169 | 0.0020902 | 0.0038306 | 0.010623
| SPS1 | CH | Mileage in heavy duty vehicles¦Hydrogen¦New fuel cell electric heavy duty vehicles | Billion km/yr. | 0.00043953 | 0.00016171 | 0.00015942 | 2.5486e-05 | 2.4014e-05 | 2.3706e-05 | 2.2839e-05 | 2.182e-05 | 2.0819e-05 | 1.9063e-05 | 2.0566e-05 | 1.8879e-05
| SPS1 | CH | Mileage in heavy duty vehicles¦Motor Gasoline¦Total¦Existing gasoline heavy duty vehicles | Billion km/yr. | 0 | 0 | 0 | 0 | 0 | 0 | 0 | 0 | 0 | 0 | 0 | 0
| SPS1 | CH | Mileage in heavy duty vehicles¦Motor Gasoline¦Total¦New gasoline heavy duty vehicles | Billion km/yr. | 0 | 0 | 0 | 0 | 0 | 0 | 0 | 0 | 0 | 0 | 0 | 0
| SPS1 | CH | Mileage in heavy duty vehicles¦Motor Diesel¦Total¦Existing ICE diesel heavy duty vehicles | Billion km/yr. | 1.5766 | 0.99154 | 1.0001 | 0.43064 | 0 | 0 | 0 | 0 | 0 | 0 | 0 | 0
| SPS1 | CH | Mileage in heavy duty vehicles¦Motor Diesel¦Total¦New ICE diesel heavy duty vehicles | Billion km/yr. | 0.62243 | 0.72893 | 0.5697 | 0.052568 | 0.00038818 | 0.00055501 | 0.00047313 | 0.00056522 | 0.00059859 | 0.00053247 | 0.00074939 | 0.001001
| SPS1 | CH | Mileage in heavy duty vehicles¦Motor Diesel¦Total¦New hybrid diesel heavy duty vehicles | Billion km/yr. | 0 | 0.50431 | 0.68927 | 1.8341 | 2.418 | 2.5188 | 2.6209 | 2.7226 | 2.8104 | 2.9081 | 3.0098 | 3.1208
| SPS1 | CH | Mileage in heavy duty vehicles¦Motor Gas¦Total¦New ICE Gas heavy duty vehicles | Billion km/yr. | 0.0027903 | 0.00023124 | 0.00029762 | 0.00030949 | 0.00030053 | 0.00029976 | 0.0003026 | 0.00029293 | 0.00029126 | 0.00029023 | 0.00029203 | 0.00029043
| SPS1 | CH | Efficiency in heavy duty vehicles | km/MJ | bar: 2020 to 2070
| SPS1 | CH | Efficiency in heavy duty vehicles¦Electricity¦Existing electric heavy duty vehicles | km/MJ | bar: 2020 to 2070
| SPS1 | CH | Efficiency in heavy duty vehicles¦Electricity¦New electric heavy duty vehicles | km/MJ | 0.26873 | 0.27065 | 0.27156 | 0.27828 | 0.30308 | 0.31271 | 0.32561 | 0.33638 | 0.33941 | 0.33941 | 0.33941 | 0.33941
| SPS1 | CH | Efficiency in heavy duty vehicles¦Hydrogen¦New fuel cell electric heavy duty vehicles | km/MJ | 0.17446 | 0.17512 | 0.17532 | 0.17966 | 0.19418 | 0.19901 | 0.20891 | 0.21485 | 0.21891 | 0.21891 | 0.21891 | 0.21891
| SPS1 | CH | Efficiency in heavy duty vehicles¦Motor Gasoline¦Total¦Existing gasoline heavy duty vehicles | km/MJ | bar: 2020 to 2070
| SPS1 | CH | Efficiency in heavy duty vehicles¦Motor Gasoline¦Total¦New gasoline heavy duty vehicles | km/MJ | bar: 2020 to 2070
| SPS1 | CH | Efficiency in heavy duty vehicles¦Motor Diesel¦Total¦Existing ICE diesel heavy duty vehicles | km/MJ | 0.081954 | 0.083996 | 0.08706 | 0.08706 | - | - | - | - | - | - | - | -
| SPS1 | CH | Efficiency in heavy duty vehicles¦Motor Diesel¦Total¦New ICE diesel heavy duty vehicles | km/MJ | 0.1187 | 0.1187 | 0.1187 | 0.1187 | 0.1187 | 0.1187 | 0.1187 | 0.1187 | 0.1187 | 0.1187 | 0.1187 | 0.1187
| SPS1 | CH | Efficiency in heavy duty vehicles¦Motor Diesel¦Total¦New hybrid diesel heavy duty vehicles | km/MJ | - | 0.16347 | 0.16347 | 0.16347 | 0.16347 | 0.16347 | 0.16347 | 0.16347 | 0.16347 | 0.16347 | 0.16347 | 0.16347
| SPS1 | CH | Efficiency in heavy duty vehicles¦Motor Gas¦Total¦New ICE Gas heavy duty vehicles | km/MJ | 0.10322 | 0.10362 | 0.10415 | 0.10991 | 0.11537 | 0.11789 | 0.12447 | 0.12705 | 0.12939 | 0.12939 | 0.12939 | 0.12939
| SPS1 | CH | Fuel consumption in other transport | PJ/yr. | 10.9668 | 10.3596 | 11.5507 | 12.7087 | 14.0502 | 14.3265 | 14.9641 | 14.9894 | 15.5945 | 18.8992 | 20.8822 | 21.4149
| SPS1 | CH | Fuel consumption in other transport¦Electricity | PJ/yr. | 9.207 | 9.5633 | 9.9541 | 10.6061 | 11.3597 | 12.6652 | 14.1415 | 14.9886 | 15.5935 | 18.8979 | 20.881 | 21.4121
| SPS1 | CH | Fuel consumption in other transport¦Electricity¦Passenger electric rail | PJ/yr. | 7.7047 | 7.9059 | 8.2079 | 8.7118 | 9.2102 | 9.7091 | 10.0804 | 10.4523 | 10.9458 | 11.438 | 11.9291 | 12.4186
| SPS1 | CH | Fuel consumption in other transport¦Electricity¦Freight electric rail | PJ/yr. | 1.5023 | 1.6574 | 1.7462 | 1.8943 | 1.9813 | 2.028 | 2.1041 | 2.1801 | 2.2148 | 2.267 | 2.2819 | 2.3111
| SPS1 | CH | Fuel consumption in other transport¦Electricity¦Other electric transport | PJ/yr. | 0 | 1.8405e-06 | 8.7803e-06 | 1.5334e-05 | 0.16824 | 0.92803 | 1.9569 | 2.3561 | 2.433 | 5.193 | 6.67 | 6.6824
| SPS1 | CH | Fuel consumption in other transport¦Hydrogen | PJ/yr. | 0 | 0 | 0 | 0 | 3.2096e-05 | 0.00049378 | 0.0006184 | 0.00089041 | 0.00091679 | 0.0012221 | 0.0011741 | 0.0027845
| SPS1 | CH | Fuel consumption in other transport¦Hydrogen¦Passenger hydrogen rail | PJ/yr. | 0 | 0 | 0 | 0 | 0 | 0.0002674 | 0.00033738 | 0.00038683 | 0.00039729 | 0.00053839 | 0.00050634 | 0.0010408
| SPS1 | CH | Fuel consumption in other transport¦Hydrogen¦Freight hydrogen rail | PJ/yr. | 0 | 0 | 0 | 0 | 0 | 0.00019082 | 0.00023193 | 0.00043301 | 0.00044538 | 0.00059495 | 0.00057401 | 0.0016405
| SPS1 | CH | Fuel consumption in other transport¦Hydrogen¦Other hydrogen transport | PJ/yr. | 0 | 0 | 0 | 0 | 3.2096e-05 | 3.5547e-05 | 4.9094e-05 | 7.0568e-05 | 7.4115e-05 | 8.8789e-05 | 9.3784e-05 | 0.00010314
| SPS1 | CH | Fuel consumption in other transport¦Motor Gasoline | PJ/yr. | 1.7598 | 0.79624 | 1.5965 | 2.1026 | 2.6905 | 1.6608 | 0.82207 | 0 | 0 | 0 | 0 | 0
| SPS1 | CH | Fuel consumption in other transport¦Motor Gasoline¦Fossil liquids | PJ/yr. | 1.6635 | 0.75265 | 1.5091 | 1.9644 | 2.5274 | 1.5699 | 0.77706 | 0 | 0 | 0 | 0 | 0
| SPS1 | CH | Fuel consumption in other transport¦Motor Gasoline¦Synthetic liquids | PJ/yr. | 0.096334 | 0.043587 | 0.087397 | 0.13822 | 0.16312 | 0.090934 | 0.045011 | 0 | 0 | 0 | 0 | 0
| SPS1 | CH | Fuel consumption in other transport¦Motor Gasoline¦Synthetic liquids¦Bioliquids¦Ethanol | PJ/yr. | 0.096334 | 0.043587 | 0.087397 | 0.13822 | 0.16312 | 0.090934 | 0.045011 | 0 | 0 | 0 | 0 | 0
| SPS1 | CH | Fuel consumption in other transport¦Motor Gasoline¦Synthetic liquids¦PtL¦PtL Gasoline | PJ/yr. | 0 | 0 | 0 | 0 | 0 | 0 | 0 | 0 | 0 | 0 | 0 | 0
| SPS1 | CH | Fuel consumption in other transport¦Motor Gasoline¦Total¦Other gasoline transport | PJ/yr. | 1.7598 | 0.79624 | 1.5965 | 2.1026 | 2.6905 | 1.6608 | 0.82207 | 0 | 0 | 0 | 0 | 0
| SPS1 | CH | Fuel consumption in other transport¦Motor Diesel | PJ/yr. | 0 | 0 | 0 | 0 | 0 | 0 | 0 | 0 | 0 | 0 | 0 | 0
| SPS1 | CH | Fuel consumption in other transport¦Motor Diesel¦Fossil liquids | PJ/yr. | 0 | 0 | 0 | 0 | 0 | 0 | 0 | 0 | 0 | 0 | 0 | 0
| SPS1 | CH | Fuel consumption in other transport¦Motor Diesel¦Synthetic liquids | PJ/yr. | 0 | 0 | 0 | 0 | 0 | 0 | 0 | 0 | 0 | 0 | 0 | 0
| SPS1 | CH | Fuel consumption in other transport¦Motor Diesel¦Synthetic liquids¦Bioliquids¦Biodiesel | PJ/yr. | 0 | 0 | 0 | 0 | 0 | 0 | 0 | 0 | 0 | 0 | 0 | 0
| SPS1 | CH | Fuel consumption in other transport¦Motor Diesel¦Synthetic liquids¦PtL¦PtL Diesel | PJ/yr. | 0 | 0 | 0 | 0 | 0 | 0 | 0 | 0 | 0 | 0 | 0 | 0
| SPS1 | CH | Fuel consumption in other transport¦Motor Diesel¦Total¦Passenger diesel rail | PJ/yr. | 0 | 0 | 0 | 0 | 0 | 0 | 0 | 0 | 0 | 0 | 0 | 0
| SPS1 | CH | Fuel consumption in other transport¦Motor Diesel¦Total¦Freight diesel rail | PJ/yr. | 0.39609 | 0.00057261 | 0.00061019 | 0.00063873 | 0.00062151 | 0.00062242 | 0.00062577 | 0.00053386 | 0.00034681 | 0.00053803 | 0.00054786 | 0.0015568
| SPS1 | CH | Fuel consumption in other transport¦Motor Diesel¦Total¦Other diesel transport | PJ/yr. | 17.3804 | 17.3804 | 15.7627 | 14.4148 | 13.8755 | 13.3361 | 12.2576 | 12.2575 | 12.2572 | 5.6826 | 2.043 | 2.043
| SPS1 | CH | Fuel consumption in other transport¦Jet Fuels¦Fossil liquids¦Kerosene | PJ/yr. | 30.6288 | 59.88 | 86.1215 | 86.8877 | 91.1077 | 94.0569 | 95.9349 | 97.5735 | 95.3271 | 95.6403 | 97.1917 | 98.8651
| SPS1 | CH | Fuel consumption in other transport¦Jet Fuels¦Synthetic liquids¦Bioliquids¦Biokerosene | PJ/yr. | 0.0011714 | 1.725e-05 | 0.0020975 | 6.4076 | 6.4076 | 6.9321 | 7.0909 | 7.3572 | 7.5131 | 7.5196 | 7.4074 | 7.3852
| SPS1 | CH | Fuel consumption in other transport¦Jet Fuels¦Synthetic liquids¦PtL¦PtL Kerosene | PJ/yr. | 0 | 0 | 0 | 0 | 0.52449 | 0.15885 | 0.26634 | 0.15585 | 0.0065041 | 0.032119 | 0 | 0
| SPS1 | CH | Other transport mileage | - | bar: 2020 to 2070
| SPS1 | CH | Other transport mileage¦Electricity¦Passenger electric rail | Billion km/yr. | 0.195 | 0.20003 | 0.20759 | 0.22017 | 0.2326 | 0.24502 | 0.25421 | 0.26339 | 0.27583 | 0.28823 | 0.30061 | 0.31294
| SPS1 | CH | Other transport mileage¦Electricity¦Freight electric rail | Billion km/yr. | 0.025095 | 0.027686 | 0.029169 | 0.031642 | 0.033096 | 0.033876 | 0.035147 | 0.036417 | 0.036995 | 0.037868 | 0.038117 | 0.038604
| SPS1 | CH | Other transport mileage¦Electricity¦Other electric transport | PJ/yr. | 0 | 4.5411e-06 | 2.1664e-05 | 3.7834e-05 | 0.00017429 | 1.4664 | 3.2925 | 4.0378 | 4.038 | 10.5355 | 14.1323 | 14.1323
| SPS1 | CH | Other transport mileage¦Hydrogen¦Passenger hydrogen rail | Billion km/yr. | 0 | 0 | 0 | 0 | 0 | 4.7977e-06 | 6.2857e-06 | 7.4736e-06 | 7.6756e-06 | 1.0402e-05 | 9.7826e-06 | 2.0108e-05
| SPS1 | CH | Other transport mileage¦Hydrogen¦Freight hydrogen rail | Billion km/yr. | 0 | 0 | 0 | 0 | 0 | 1.3924e-06 | 1.5343e-06 | 2.5695e-06 | 2.6429e-06 | 3.5305e-06 | 3.4062e-06 | 9.7349e-06
| SPS1 | CH | Other transport mileage¦Hydrogen¦Other hydrogen transport | PJ/yr. | 0 | 0 | 0 | 0 | 5.7564e-05 | 6.3753e-05 | 8.8049e-05 | 0.00012656 | 0.00013292 | 0.00015924 | 0.0001682 | 0.00018498
| SPS1 | CH | Other transport mileage¦Motor Gasoline¦Total¦Other gasoline transport | PJ/yr. | 1.5951 | 0.72172 | 1.4471 | 1.9059 | 2.4387 | 1.5054 | 0.74513 | 0 | 0 | 0 | 0 | 0
| SPS1 | CH | Other transport mileage¦Motor Diesel¦Total¦Passenger diesel rail | Billion km/yr. | 0 | 0 | 0 | 0 | 0 | 0 | 0 | 0 | 0 | 0 | 0 | 0
| SPS1 | CH | Other transport mileage¦Motor Diesel¦Total¦Freight diesel rail | Billion km/yr. | 0.0016054 | 2.3208e-06 | 2.4731e-06 | 2.5888e-06 | 2.519e-06 | 2.5227e-06 | 2.5363e-06 | 2.1638e-06 | 1.4056e-06 | 2.1807e-06 | 2.2205e-06 | 6.3099e-06
| SPS1 | CH | Other transport mileage¦Motor Diesel¦Total¦Other diesel transport | PJ/yr. | 17.1765 | 17.1765 | 15.5778 | 14.2457 | 13.7127 | 13.1797 | 12.1138 | 12.1137 | 12.1134 | 5.6159 | 2.0191 | 2.019
| SPS1 | CH | Other transport efficiency | - | bar: 2020 to 2070
| SPS1 | CH | Other transport efficiency¦Electricity¦Passenger electric rail | km/MJ | 0.025309 | 0.025302 | 0.025291 | 0.025273 | 0.025254 | 0.025236 | 0.025218 | 0.0252 | 0.0252 | 0.0252 | 0.0252 | 0.0252
| SPS1 | CH | Other transport efficiency¦Electricity¦Freight electric rail | km/MJ | 0.016704 | 0.016704 | 0.016704 | 0.016704 | 0.016704 | 0.016704 | 0.016704 | 0.016704 | 0.016704 | 0.016704 | 0.016704 | 0.016704
| SPS1 | CH | Other transport efficiency¦Electricity¦Other electric transport | % | - | 2.4674 | 2.4674 | 2.4674 | 0.001036 | 1.5801 | 1.6825 | 1.7137 | 1.6597 | 2.0288 | 2.1188 | 2.1149
| SPS1 | CH | Other transport efficiency¦Hydrogen¦Passenger hydrogen rail | km/MJ | - | - | - | - | - | 0.017942 | 0.018631 | 0.01932 | 0.01932 | 0.01932 | 0.01932 | 0.01932
| SPS1 | CH | Other transport efficiency¦Hydrogen¦Freight hydrogen rail | km/MJ | - | - | - | - | - | 0.0072969 | 0.0066155 | 0.0059341 | 0.0059341 | 0.0059341 | 0.0059341 | 0.0059341
| SPS1 | CH | Other transport efficiency¦Hydrogen¦Other hydrogen transport | % | - | - | - | - | 1.7935 | 1.7935 | 1.7935 | 1.7935 | 1.7935 | 1.7935 | 1.7935 | 1.7935
| SPS1 | CH | Other transport efficiency¦Motor Gasoline¦Total¦Other gasoline transport | % | 90.64% | 90.64% | 90.64% | 90.64% | 90.64% | 90.64% | 90.64% | - | - | - | - | -
| SPS1 | CH | Other transport efficiency¦Motor Diesel¦Total¦Passenger diesel rail | km/MJ | bar: 2020 to 2070
| SPS1 | CH | Other transport efficiency¦Motor Diesel¦Total¦Freight diesel rail | km/MJ | 0.0040531 | 0.0040531 | 0.0040531 | 0.0040531 | 0.0040531 | 0.0040531 | 0.0040531 | 0.0040531 | 0.0040531 | 0.0040531 | 0.0040531 | 0.0040531
| SPS1 | CH | Other transport efficiency¦Motor Diesel¦Total¦Other diesel transport | % | 98.83% | 98.83% | 98.83% | 98.83% | 98.83% | 98.83% | 98.83% | 98.83% | 98.83% | 98.83% | 98.83% | 98.83%
| SPS1 | CH | Direct CO2 emissions from fuel combustion and industrial processes | Mt/yr. | 34.6078 | 32.3775 | 30.8535 | 27.346 | 23.7361 | 22.3597 | 21.4321 | 20.1914 | 19.5137 | 18.2051 | 17.13 | 15.4828
| SPS1 | CH | Direct CO2 emissions from fuel combustion and industrial processes¦CO2¦Power generation | Mt/yr. | 2.5966 | 2.3847 | 2.3852 | 2.4258 | 2.3689 | 2.5798 | 2.9669 | 3.2844 | 3.3871 | 3.4684 | 3.4382 | 3.3603
| SPS1 | CH | Direct CO2 emissions from fuel combustion and industrial processes¦CO2¦Synthetic fuel production | Mt/yr. | 0 | 0 | 0 | 0 | 0 | 0 | 0 | 0 | 0 | 0 | 0 | 0
| SPS1 | CH | Direct CO2 emissions from fuel combustion and industrial processes¦CO2¦Industry | Mt/yr. | 6.4921 | 6.0794 | 5.7674 | 5.2329 | 4.9438 | 4.6125 | 4.3186 | 4.0481 | 3.9454 | 3.8093 | 3.731 | 3.6491
| SPS1 | CH | Direct CO2 emissions from fuel combustion and industrial processes¦CO2¦Industry¦fuel combustion | Mt/yr. | 4.4028 | 3.9684 | 3.6651 | 3.1393 | 2.8582 | 2.5351 | 2.248 | 1.9844 | 1.8817 | 1.7455 | 1.6673 | 1.5853
| SPS1 | CH | Direct CO2 emissions from fuel combustion and industrial processes¦CO2¦Industry¦Industrial processes | Mt/yr. | 2.0893 | 2.111 | 2.1023 | 2.0937 | 2.0855 | 2.0774 | 2.0706 | 2.0637 | 2.0637 | 2.0637 | 2.0637 | 2.0637
| SPS1 | CH | Direct CO2 emissions from fuel combustion and industrial processes¦CO2¦Services | Mt/yr. | 3.7903 | 3.4453 | 3.4179 | 3.4746 | 3.4134 | 3.2001 | 3.0186 | 2.5156 | 2.3567 | 2.2147 | 2.0011 | 1.7687
| SPS1 | CH | Direct CO2 emissions from fuel combustion and industrial processes¦CO2¦Residential | Mt/yr. | 7.1756 | 6.5876 | 6.2609 | 6.5388 | 5.9875 | 5.7135 | 5.5577 | 5.2301 | 4.9516 | 4.5141 | 4.1687 | 2.9614
| SPS1 | CH | Direct CO2 emissions from fuel combustion and industrial processes¦CO2¦Transport | Mt/yr. | 14.5532 | 13.8806 | 13.0221 | 9.6738 | 7.0225 | 6.2537 | 5.5702 | 5.1132 | 4.8729 | 4.1986 | 3.791 | 3.7433
| SPS1 | CH | Direct CO2 emissions from fuel combustion and industrial processes¦CO2¦CO2 captured in power generation | Mt/yr. | 0 | 0 | 0 | 0 | 0 | 0 | 0 | 0 | 0 | 0 | 0 | 0
| SPS1 | CH | Direct CO2 emissions from fuel combustion and industrial processes¦CO2¦CO2 captured in industry | Mt/yr. | 0 | 0 | 0 | 0 | 0 | 0 | 0 | 0 | 0 | 0 | 0 | 0
| SPS1 | CH | Direct CO2 emissions from fuel combustion and industrial processes¦CO2¦CO2 captured in hydrogen | Mt/yr. | 0 | 0 | 0 | 0 | 0 | 0 | 0 | 0 | 0 | 0 | 0 | 0
| SPS1 | CH | Direct CO2 emissions from fuel combustion and industrial processes¦CO2¦CO2 captured in biogases/bioliquids | Mt/yr. | 0 | 0 | 0 | 0 | 0 | 0 | 0 | 0 | 0 | 0 | 0 | 0
| SPS1 | CH | Direct CO2 emissions from fuel combustion and industrial processes¦CO2¦Direct air capture | Mt/yr. | 0 | 0 | 0 | 0 | 0 | 0 | 0 | 0 | 0 | 0 | 0 | 0
| SPS1 | CH | CO2 storage and utilisation | Mt/yr. | 0 | 0 | 0 | 0 | 0 | 0 | 0 | 0 | 0 | 0 | 0 | 0
| SPS1 | CH | CO2 storage and utilisation¦CO2¦Domestic sequestration | Mt/yr. | 0 | 0 | 0 | 0 | 0 | 0 | 0 | 0 | 0 | 0 | 0 | 0
| SPS1 | CH | CO2 storage and utilisation¦CO2¦Domestic utilisation | Mt/yr. | 0 | 0 | 0 | 0 | 0 | 0 | 0 | 0 | 0 | 0 | 0 | 0
| SPS1 | CH | CO2 storage and utilisation¦CO2¦Exported | Mt/yr. | 0 | 0 | 0 | 0 | 0 | 0 | 0 | 0 | 0 | 0 | 0 | 0
| SPS1 | CH | Direct air capture | - | bar: 2020 to 2070
| SPS1 | CH | Direct air capture¦Energy consumption | PJ/yr. | 0 | 0 | 0 | 0 | 0 | 0 | 0 | 0 | 0 | 0 | 0 | 0
| SPS1 | CH | Direct air capture¦Energy consumption¦Electricity | PJ/yr. | 0 | 0 | 0 | 0 | 0 | 0 | 0 | 0 | 0 | 0 | 0 | 0
| SPS1 | CH | Direct air capture¦Energy consumption¦Heat | PJ/yr. | 0 | 0 | 0 | 0 | 0 | 0 | 0 | 0 | 0 | 0 | 0 | 0
| SPS1 | CH | Direct air capture¦CO2 captured | Mt/yr. | 0 | 0 | 0 | 0 | 0 | 0 | 0 | 0 | 0 | 0 | 0 | 0
| SPS1 | CH | Primary Energy Consumption | PJ/yr. | 962.4239 | 962.3753 | 923.5889 | 897.9504 | 835.3097 | 775.5922 | 693.4106 | 687.5287 | 679.7824 | 673.2646 | 664.8437 | 652.7258
| SPS1 | CH | Primary Energy Consumption¦Coal | PJ/yr. | 3.66 | 3.5647 | 2.9102 | 0.0030962 | 0.0022282 | 0.0013564 | 0.0017821 | 0.0044958 | 0.0026601 | 0.0040053 | 0.0022067 | 0.0038656
| SPS1 | CH | Primary Energy Consumption¦Oil | PJ/yr. | 310.7784 | 287.2568 | 266.2321 | 220.4937 | 167.5594 | 148.6667 | 135.4214 | 119.5542 | 112.3966 | 97.5616 | 82.3918 | 68.3543
| SPS1 | CH | Primary Energy Consumption¦Oil¦Fossil liquids | PJ/yr. | 303.9547 | 280.4802 | 257.6941 | 207.5753 | 155.9071 | 137.4755 | 124.3991 | 108.875 | 101.9391 | 87.4203 | 73.2065 | 59.3778
| SPS1 | CH | Primary Energy Consumption¦Oil¦Fossil liquids¦Light fuel oil | PJ/yr. | 101.7411 | 88.6711 | 79.2555 | 75.9881 | 60.4005 | 52.4159 | 48.6298 | 39.3141 | 35.6403 | 30.3057 | 21.6403 | 8.4553
| SPS1 | CH | Primary Energy Consumption¦Oil¦Fossil liquids¦Heavy fuel oil | PJ/yr. | 2.7764 | 2.307 | 0.0032364 | 0.00091582 | 0.0014333 | 0.0012935 | 0.0014666 | 0 | 0 | 0 | 0 | 0
| SPS1 | CH | Primary Energy Consumption¦Oil¦Fossil liquids¦Motor Diesel | PJ/yr. | 118.5289 | 112.141 | 96.8252 | 71.5465 | 49.5339 | 45.5121 | 41.9215 | 40.4163 | 39.8228 | 33.2163 | 29.4816 | 29.7946
| SPS1 | CH | Primary Energy Consumption¦Oil¦Fossil liquids¦Motor Gasoline | PJ/yr. | 79.8001 | 75.9558 | 79.7633 | 58.4285 | 44.8084 | 38.5604 | 33.2053 | 28.7575 | 26.2792 | 23.8982 | 22.0845 | 21.1277
| SPS1 | CH | Primary Energy Consumption¦Oil¦Fossil liquids¦Kerosene (excl. international aviation) | PJ/yr. | 1.1082 | 1.4052 | 1.8468 | 1.6113 | 1.1629 | 0.98586 | 0.64108 | 0.38714 | 0.19677 | 0.00010992 | 6.8442e-05 | 0.00012489
| SPS1 | CH | Primary Energy Consumption¦Oil¦Synthetic liquids | PJ/yr. | 6.8237 | 6.7766 | 8.538 | 12.9184 | 11.6522 | 11.1912 | 11.0224 | 10.6792 | 10.4575 | 10.1413 | 9.1853 | 8.9765
| SPS1 | CH | Primary Energy Consumption¦Oil¦Synthetic liquids¦Total¦Motor diesel | PJ/yr. | 2.3884 | 2.378 | 3.9173 | 2.3999 | 1.8283 | 1.8669 | 1.7418 | 1.5001 | 1.4159 | 1.2051 | 0.49872 | 0.36694
| SPS1 | CH | Primary Energy Consumption¦Oil¦Synthetic liquids¦Total¦Motor Gasoline | PJ/yr. | 4.4342 | 4.3986 | 4.6186 | 4.111 | 2.8918 | 2.2334 | 1.9233 | 1.666 | 1.5221 | 1.3845 | 1.2792 | 1.2243
| SPS1 | CH | Primary Energy Consumption¦Oil¦Synthetic liquids¦Bioliquids¦Total | PJ/yr. | 6.8237 | 6.7766 | 8.538 | 12.9184 | 11.1277 | 11.0323 | 10.756 | 10.5234 | 10.451 | 10.1091 | 9.1853 | 8.9765
| SPS1 | CH | Primary Energy Consumption¦Oil¦Synthetic liquids¦Bioliquids¦Biodiesel | PJ/yr. | 2.3884 | 2.378 | 3.9173 | 2.3999 | 1.8283 | 1.8669 | 1.7418 | 1.5001 | 1.4159 | 1.2051 | 0.49872 | 0.36694
| SPS1 | CH | Primary Energy Consumption¦Oil¦Synthetic liquids¦Bioliquids¦Ethanol | PJ/yr. | 4.4342 | 4.3986 | 4.6186 | 4.111 | 2.8918 | 2.2334 | 1.9233 | 1.666 | 1.5221 | 1.3845 | 1.2792 | 1.2243
| SPS1 | CH | Primary Energy Consumption¦Oil¦Synthetic liquids¦PtL | PJ/yr. | 0 | 0 | 0 | 0 | 0.52449 | 0.15885 | 0.26634 | 0.15585 | 0.0065041 | 0.032119 | 0 | 0
| SPS1 | CH | Primary Energy Consumption¦Oil¦Synthetic liquids¦PtL¦PtL Diesel | PJ/yr. | 0 | 0 | 0 | 0 | 0 | 0 | 0 | 0 | 0 | 0 | 0 | 0
| SPS1 | CH | Primary Energy Consumption¦Oil¦Synthetic liquids¦PtL¦PtL Gasoline | PJ/yr. | 0 | 0 | 0 | 0 | 0 | 0 | 0 | 0 | 0 | 0 | 0 | 0
| SPS1 | CH | Primary Energy Consumption¦Oil¦Synthetic liquids¦PtL¦PtL Kerosene | PJ/yr. | 0 | 0 | 0 | 0 | 0.52449 | 0.15885 | 0.26634 | 0.15585 | 0.0065041 | 0.032119 | 0 | 0
| SPS1 | CH | Primary Energy Consumption¦Gas | PJ/yr. | 117.0206 | 107.2365 | 113.4945 | 121.5278 | 126.7683 | 128.5154 | 129.1877 | 127.695 | 124.9605 | 121.0033 | 121.451 | 110.646
| SPS1 | CH | Primary Energy Consumption¦Gas¦Fossil gases¦Total | PJ/yr. | 117.0206 | 106.72 | 112.3274 | 119.2948 | 122.9586 | 122.4063 | 122.7812 | 120.8221 | 117.868 | 113.5928 | 113.0853 | 101.9612
| SPS1 | CH | Primary Energy Consumption¦Gas¦Fossil gases¦Natural gas | PJ/yr. | 117.0206 | 106.72 | 112.3274 | 119.2938 | 122.9569 | 122.4047 | 122.7795 | 120.8186 | 117.8661 | 113.5892 | 113.0825 | 101.9552
| SPS1 | CH | Primary Energy Consumption¦Gas¦Fossil gases¦Liquified Natural Gas | PJ/yr. | 0 | 0 | 0 | 0.00097818 | 0.0017173 | 0.0015934 | 0.0016826 | 0.0035777 | 0.0018346 | 0.0035399 | 0.0027947 | 0.0060074
| SPS1 | CH | Primary Energy Consumption¦Gas¦Synthetic gases | PJ/yr. | 0 | 0.5165 | 1.1671 | 2.2329 | 3.8097 | 6.109 | 6.4064 | 6.8728 | 7.0926 | 7.4105 | 8.3657 | 8.6848
| SPS1 | CH | Primary Energy Consumption¦Gas¦Synthetic gases¦Biogases | PJ/yr. | 0 | 0.5165 | 1.1671 | 2.2329 | 2.2329 | 3.8097 | 6.109 | 6.4064 | 6.8728 | 7.0926 | 7.4105 | 8.3657
| SPS1 | CH | Primary Energy Consumption¦Gas¦Synthetic gases¦Biogases¦Biogas | PJ/yr. | 0 | 0.5165 | 1.1671 | 2.2329 | 2.2329 | 3.8097 | 6.109 | 6.4064 | 6.8728 | 7.0926 | 7.4105 | 8.3657
| SPS1 | CH | Primary Energy Consumption¦Gas¦Synthetic gases¦PtG | PJ/yr. | 0 | 0 | 0 | 0 | 1.5768 | 2.2993 | 0.2974 | 0.46639 | 0.21973 | 0.31794 | 0.9552 | 0.31912
| SPS1 | CH | Primary Energy Consumption¦Gas¦Synthetic gases¦PtG¦PtG gas | PJ/yr. | 0 | 0 | 0 | 0 | 1.5768 | 2.2993 | 0.2974 | 0.46639 | 0.21973 | 0.31794 | 0.9552 | 0.31912
| SPS1 | CH | Primary Energy Consumption¦Nuclear fuel | PJ/yr. | 250.9482 | 254.3925 | 224.1558 | 221.5279 | 173.7124 | 100.0241 | 3.3857 | 21.5825 | 21.6199 | 21.4773 | 20.4336 | 20.6603
| SPS1 | CH | Primary Energy Consumption¦Electricity | PJ/yr. | -20.01 | 14.4553 | -13.9784 | -31.0796 | -9.3895 | 15.8002 | 38.0512 | 25.1581 | 22.4646 | 28.5773 | 30.357 | 36.8157
| SPS1 | CH | Primary Energy Consumption¦Hydrogen | PJ/yr. | 0 | 0 | 0 | 0 | 0 | 0.0022677 | 0.0022762 | 0.001309 | 0.00061623 | 0.0014739 | 0.0010371 | 0.0023392
| SPS1 | CH | Primary Energy Consumption¦Wood | PJ/yr. | 44.9724 | 48.1905 | 48.1905 | 48.1905 | 48.1913 | 48.1913 | 48.1913 | 48.1913 | 48.1913 | 48.1913 | 48.1913 | 48.1914
| SPS1 | CH | Primary Energy Consumption¦Wood¦Waste wood | PJ/yr. | 11.1119 | 11.9529 | 13.2144 | 15.3169 | 15.8491 | 16.2664 | 16.6117 | 16.957 | 17.0158 | 17.0745 | 17.1333 | 17.1921
| SPS1 | CH | Primary Energy Consumption¦Wood¦Wood residues | PJ/yr. | 7.5117 | 7.5431 | 7.5903 | 7.669 | 7.669 | 7.669 | 7.669 | 7.669 | 7.669 | 7.669 | 7.669 | 7.669
| SPS1 | CH | Primary Energy Consumption¦Wood¦Wood from landscape maintenance | PJ/yr. | 3.1682 | 3.4957 | 3.9868 | 4.8054 | 4.8054 | 4.8054 | 4.8054 | 4.8054 | 4.8054 | 4.8054 | 4.8054 | 4.8054
| SPS1 | CH | Primary Energy Consumption¦Wood¦Wood from Forest (hard wood) | PJ/yr. | 23.1806 | 25.1988 | 23.3989 | 20.3992 | 19.8677 | 19.4505 | 19.1052 | 18.7599 | 18.7011 | 18.6424 | 18.5836 | 18.5249
| SPS1 | CH | Primary Energy Consumption¦Waste | PJ/yr. | 69.8719 | 69.9032 | 69.5103 | 69.0608 | 68.9584 | 69.1803 | 69.4022 | 69.624 | 69.624 | 69.624 | 69.624 | 69.6241
| SPS1 | CH | Primary Energy Consumption¦Waste¦Non renewable waste | PJ/yr. | 35.8513 | 35.8824 | 35.4895 | 35.04 | 34.9376 | 35.1594 | 35.3813 | 35.6032 | 35.6032 | 35.6032 | 35.6032 | 35.6032
| SPS1 | CH | Primary Energy Consumption¦Waste¦Renewable waste | PJ/yr. | 34.0207 | 34.0208 | 34.0208 | 34.0208 | 34.0208 | 34.0208 | 34.0208 | 34.0208 | 34.0208 | 34.0209 | 34.0209 | 34.0209
| SPS1 | CH | Primary Energy Consumption¦Manure | PJ/yr. | 3.7981 | 12.4877 | 12.5403 | 12.5404 | 12.5404 | 12.5416 | 12.5416 | 12.5417 | 12.5417 | 12.5417 | 12.5418 | 12.5421
| SPS1 | CH | Primary Energy Consumption¦Hydro | PJ/yr. | 149.4305 | 125.6062 | 141.3342 | 150.0097 | 150.0564 | 150.0944 | 150.1317 | 150.1723 | 150.2091 | 150.2535 | 150.3025 | 150.5505
| SPS1 | CH | Primary Energy Consumption¦Hydro¦Large hydro | PJ/yr. | 66.7457 | 49.7988 | 68.5348 | 69.6179 | 70.7023 | 71.7871 | 72.8713 | 73.9564 | 73.9564 | 73.9564 | 73.9564 | 73.956
| SPS1 | CH | Primary Energy Consumption¦Hydro¦Run-of-river hydro | PJ/yr. | 66.6324 | 55.764 | 65.5514 | 64.4683 | 63.384 | 62.2992 | 61.2149 | 60.1299 | 60.1299 | 60.1298 | 60.1298 | 60.1303
| SPS1 | CH | Primary Energy Consumption¦Hydro¦Pump storage | PJ/yr. | 16.0524 | 20.0434 | 7.248 | 15.9235 | 15.9701 | 16.0081 | 16.0455 | 16.086 | 16.1229 | 16.1672 | 16.2162 | 16.4642
| SPS1 | CH | Primary Energy Consumption¦Solar | PJ/yr. | 12.5565 | 16.5223 | 32.4616 | 54.3915 | 57.3227 | 59.9822 | 62.6566 | 65.4451 | 68.0666 | 71.1289 | 74.6505 | 78.9926
| SPS1 | CH | Primary Energy Consumption¦Wind | PJ/yr. | 0.52403 | 0.54529 | 0.50317 | 0.54661 | 0.54711 | 0.54727 | 0.55277 | 0.55286 | 0.55285 | 0.55288 | 0.55347 | 0.55658
| SPS1 | CH | Primary Energy Consumption¦Ambient heat | PJ/yr. | 18.8731 | 22.2143 | 26.2346 | 30.738 | 39.0405 | 42.0448 | 43.8474 | 46.9277 | 49.152 | 52.3472 | 54.3435 | 55.7861
| SPS1 | CH | Primary Energy Consumption¦Geothermal | PJ/yr. | 0 | 0 | 0 | 0 | 0 | 0.00030481 | 0.036916 | 0.078234 | 0 | 0 | 0 | 0
| SPS1 | CH | Electricity generation capacity | GWe/yr. | 22.3572 | 24.373 | 28.8565 | 33.2789 | 33.7304 | 33.7953 | 33.7068 | 34.9118 | 35.846 | 36.6407 | 37.5833 | 38.792
| SPS1 | CH | Electricity generation capacity¦Nuclear Fuel | GWe/yr. | 3.0936 | 3.0936 | 2.9132 | 2.7577 | 2.176 | 1.3534 | 0.15944 | 0.36895 | 0.33695 | 0.2549 | 0.25496 | 0.25779
| SPS1 | CH | Electricity generation capacity¦Nuclear Fuel¦Nuclear power plants | GWe/yr. | 3.0936 | 3.0936 | 2.9132 | 2.7577 | 2.176 | 1.3534 | 0.15944 | 0.36895 | 0.33695 | 0.2549 | 0.25496 | 0.25779
| SPS1 | CH | Electricity generation capacity¦Hydro | GWe/yr. | 15.4036 | 16.1202 | 16.5645 | 16.6379 | 16.638 | 16.638 | 16.7131 | 16.8316 | 16.8316 | 16.8316 | 16.8317 | 16.8325
| SPS1 | CH | Electricity generation capacity¦Hydro¦Hydro Large | GWe/yr. | 7.3394 | 7.3414 | 7.3458 | 7.4153 | 7.4154 | 7.4154 | 7.4905 | 7.6088 | 7.6088 | 7.6088 | 7.6088 | 7.6088
| SPS1 | CH | Electricity generation capacity¦Hydro¦Hydro Run of River | GWe/yr. | 4.7247 | 4.8075 | 4.859 | 4.8629 | 4.863 | 4.863 | 4.863 | 4.863 | 4.863 | 4.863 | 4.863 | 4.8634
| SPS1 | CH | Electricity generation capacity¦Hydro¦Pump storage | GWe/yr. | 3.3394 | 3.9713 | 4.3597 | 4.3597 | 4.3597 | 4.3597 | 4.3597 | 4.3598 | 4.3598 | 4.3599 | 4.3599 | 4.3602
| SPS1 | CH | Electricity generation capacity¦Oil | GWe/yr. | 0.03189 | 0.028571 | 0.019161 | 0.060619 | 0.098117 | 0.10739 | 0.10716 | 0.11711 | 0.11427 | 0.091976 | 0.090207 | 0.093694
| SPS1 | CH | Electricity generation capacity¦Oil¦Peak devices | GWe/yr. | 0.021526 | 0.02139 | 0.012027 | 0.03409 | 0.058401 | 0.060193 | 0.054482 | 0.053174 | 0.044897 | 0.022616 | 0.02124 | 0.024463
| SPS1 | CH | Electricity generation capacity¦Oil¦CHP Oil (for District Heating) | GWe/yr. | 0.0020586 | 0.00077944 | 0.00072914 | 0.00056319 | 0.00053964 | 0.00028832 | 0.00028925 | 0.00044783 | 0.00043421 | 0.00056102 | 0.00046005 | 0.0007845
| SPS1 | CH | Electricity generation capacity¦Oil¦Industrial CHPs oil | GWe/yr. | 0.008305 | 0.0064009 | 0.0064047 | 0.025966 | 0.039177 | 0.046909 | 0.052389 | 0.06349 | 0.068939 | 0.0688 | 0.068507 | 0.068446
| SPS1 | CH | Electricity generation capacity¦Gas | GWe/yr. | 0.22799 | 0.16188 | 0.14816 | 0.36187 | 0.50214 | 0.60446 | 0.77886 | 0.85295 | 1.0523 | 1.1029 | 1.1178 | 1.0956
| SPS1 | CH | Electricity generation capacity¦Gas¦Gas turbines combined cycle | GWe/yr. | 0 | 0 | 0 | 0 | 0 | 0.0020776 | 0.1808 | 0.3697 | 0.57869 | 0.67935 | 0.73859 | 0.68393
| SPS1 | CH | Electricity generation capacity¦Gas¦Gas turbines open cycle | GWe/yr. | 0 | 0 | 0 | 0 | 0.016706 | 0.069373 | 0.069379 | 0.06938 | 0.069388 | 0.052686 | 0.010486 | 0.021727
| SPS1 | CH | Electricity generation capacity¦Gas¦Gas turbines combined cycle CCS | GWe/yr. | 0 | 0 | 0 | 0 | 0 | 0 | 0 | 0 | 0 | 0 | 0 | 0
| SPS1 | CH | Electricity generation capacity¦Gas¦CHP Gas (for District Heating) | GWe/yr. | 0.047677 | 5.4804e-05 | 0.0011256 | 0.048674 | 0.048664 | 0.075779 | 0.059855 | 0.02718 | 0.023581 | 0.0014029 | 0.0013795 | 0.0014562
| SPS1 | CH | Electricity generation capacity¦Gas¦CHP Fuel Cell Gas (for District Heating) | GWe/yr. | 0 | 0 | 0 | 0 | 0 | 0.017196 | 0.037851 | 0.037856 | 0.035581 | 0.021971 | 0.0013251 | 0.0013287
| SPS1 | CH | Electricity generation capacity¦Gas¦Industrial CHPs gas | GWe/yr. | 0.029054 | 0.021488 | 0.013673 | 0.027072 | 0.02612 | 0.026127 | 0.018871 | 0.009399 | 0.0071738 | 0.0062574 | 0.0070059 | 0.012852
| SPS1 | CH | Electricity generation capacity¦Gas¦Industrial CHPs gas (CCS) | GWe/yr. | 0 | 0 | 0 | 0 | 0 | 0 | 0 | 0 | 0 | 0 | 0 | 0
| SPS1 | CH | Electricity generation capacity¦Gas¦Industrial CHPs fuel cells (gas reformer) | GWe/yr. | 0 | 0 | 0 | 0.00010574 | 0.00018462 | 0.00023712 | 0.00025425 | 0.00047976 | 0.00040677 | 0.00065036 | 0.00061732 | 0.0012142
| SPS1 | CH | Electricity generation capacity¦Gas¦Residential single family CHPs gas | GWe/yr. | 0.0041512 | 0.00080732 | 0.00092126 | 0.00087005 | 0.001185 | 0.001298 | 0.0016637 | 0.0020838 | 0.0018109 | 0.001902 | 0.0089049 | 0.0099522
| SPS1 | CH | Electricity generation capacity¦Gas¦Residential single family CHPs fuel cells gas | GWe/yr. | 0 | 0 | 0 | 2.3234e-05 | 8.3486e-05 | 8.476e-05 | 8.9448e-05 | 0.00021421 | 0.00017319 | 0.00027862 | 0.00026822 | 0.00049798
| SPS1 | CH | Electricity generation capacity¦Gas¦Residential multi family CHPs gas | GWe/yr. | 0.0083997 | 0.0069051 | 0.0077171 | 0.046624 | 0.048832 | 0.054967 | 0.049906 | 0.054031 | 0.052827 | 0.050092 | 0.045663 | 0.040289
| SPS1 | CH | Electricity generation capacity¦Gas¦Residential multi family CHPs fuel cells gas | GWe/yr. | 0 | 0 | 0 | 0.00010263 | 0.00041025 | 0.00042009 | 0.00047386 | 0.0013034 | 0.0011225 | 0.0022952 | 0.0022297 | 0.0039269
| SPS1 | CH | Electricity generation capacity¦Gas¦Services sectors CHPs (bio)gas | GWe/yr. | 0.073512 | 0.084749 | 0.084749 | 0.084749 | 0.084749 | 0.084749 | 0.084749 | 0.08475 | 0.08475 | 0.084751 | 0.084751 | 0.088569
| SPS1 | CH | Electricity generation capacity¦Gas¦Services sectors CHPs gas | GWe/yr. | 0.065199 | 0.047877 | 0.039974 | 0.15356 | 0.27491 | 0.27186 | 0.27475 | 0.19611 | 0.19628 | 0.20027 | 0.21577 | 0.22806
| SPS1 | CH | Electricity generation capacity¦Gas¦Services sectors CHPs fuel cells (gas reformer) | GWe/yr. | 0 | 0 | 0 | 9.1188e-05 | 0.00029488 | 0.00028577 | 0.00021695 | 0.000473 | 0.00047333 | 0.0010048 | 0.0007756 | 0.0017818
| SPS1 | CH | Electricity generation capacity¦Wastes | GWe/yr. | 0.41317 | 0.3737 | 0.37319 | 0.36003 | 0.36281 | 0.36993 | 0.37679 | 0.38317 | 0.38317 | 0.38318 | 0.39179 | 0.3968
| SPS1 | CH | Electricity generation capacity¦Wastes¦Wastes Incineration (electric only) | GWe/yr. | 0.28739 | 0.28738 | 0.28738 | 0.27599 | 0.27949 | 0.28606 | 0.29279 | 0.29969 | 0.29969 | 0.29969 | 0.3083 | 0.31331
| SPS1 | CH | Electricity generation capacity¦Wastes¦Wastes Incineration (electric only) CCS | GWe/yr. | 0 | 0 | 0 | 0 | 0 | 0 | 0 | 0 | 0 | 0 | 0 | 0
| SPS1 | CH | Electricity generation capacity¦Wastes¦CHP Wastes (for District Heating) | GWe/yr. | 0.077992 | 0.071001 | 0.07049 | 0.07049 | 0.069926 | 0.070079 | 0.070202 | 0.070293 | 0.070293 | 0.070295 | 0.070293 | 0.070294
| SPS1 | CH | Electricity generation capacity¦Wastes¦CHP Wastes (for District Heating) CCS | GWe/yr. | 0 | 0 | 0 | 0 | 0 | 0 | 0 | 0 | 0 | 0 | 0 | 0
| SPS1 | CH | Electricity generation capacity¦Wastes¦Industrial CHPs wastes | GWe/yr. | 0.047796 | 0.015314 | 0.015313 | 0.013546 | 0.013393 | 0.013792 | 0.013794 | 0.013192 | 0.013191 | 0.013192 | 0.013191 | 0.013195
| SPS1 | CH | Electricity generation capacity¦Wastes¦Industrial CHPs wastes CCS | GWe/yr. | 0 | 0 | 0 | 0 | 0 | 0 | 0 | 0 | 0 | 0 | 0 | 0
| SPS1 | CH | Electricity generation capacity¦Wood | GWe/yr. | 0.021693 | 0.030016 | 0.053759 | 0.11693 | 0.14398 | 0.17115 | 0.20377 | 0.23378 | 0.24479 | 0.2444 | 0.24355 | 0.24456
| SPS1 | CH | Electricity generation capacity¦Wood¦CHP Wood (for District Heating) | GWe/yr. | 0.015225 | 0.01073 | 0.011014 | 0.040541 | 0.049362 | 0.057728 | 0.04687 | 0.026078 | 0.016431 | 0.015683 | 0.015142 | 0.015146
| SPS1 | CH | Electricity generation capacity¦Wood¦Biomass with CCS (BECCS) | GWe/yr. | 0 | 0 | 0 | 0 | 0 | 0 | 0 | 0 | 0 | 0 | 0 | 0
| SPS1 | CH | Electricity generation capacity¦Wood¦Industrial CHPs wood | GWe/yr. | 0.006468 | 0.019286 | 0.042745 | 0.075755 | 0.093775 | 0.11264 | 0.15608 | 0.20576 | 0.22653 | 0.22672 | 0.22672 | 0.22607
| SPS1 | CH | Electricity generation capacity¦Wood¦Industrial CHPs wood (CCS) | GWe/yr. | 0 | 0 | 0 | 0 | 0 | 0 | 0 | 0 | 0 | 0 | 0 | 0
| SPS1 | CH | Electricity generation capacity¦Wood¦Residential single family CHPs wood | GWe/yr. | 0 | 0 | 0 | 0.0001201 | 0.00024408 | 0.00024823 | 0.00024534 | 0.00057382 | 0.00053995 | 0.00068657 | 0.00044265 | 0.0008243
| SPS1 | CH | Electricity generation capacity¦Wood¦Residential multi family CHPs wood | GWe/yr. | 0 | 0 | 0 | 0.00027876 | 0.00036295 | 0.0003267 | 0.00033773 | 0.00092869 | 0.00088612 | 0.00077143 | 0.00072858 | 0.0013945
| SPS1 | CH | Electricity generation capacity¦Wood¦Services sectors CHPs wood | GWe/yr. | 0 | 0 | 0 | 0.00023798 | 0.00024039 | 0.00020578 | 0.00023908 | 0.00043748 | 0.00039937 | 0.00053961 | 0.00051482 | 0.0011274
| SPS1 | CH | Electricity generation capacity¦Wind | GWe/yr. | 0.08712 | 0.09066 | 0.083656 | 0.090874 | 0.090958 | 0.090986 | 0.0919 | 0.091912 | 0.091913 | 0.091917 | 0.092015 | 0.092532
| SPS1 | CH | Electricity generation capacity¦Wind¦Wind turbines | GWe/yr. | 0.08712 | 0.09066 | 0.083656 | 0.090874 | 0.090958 | 0.090986 | 0.0919 | 0.091912 | 0.091913 | 0.091917 | 0.092015 | 0.092532
| SPS1 | CH | Electricity generation capacity¦Solar | GWe/yr. | 2.9747 | 4.3709 | 8.5975 | 12.6565 | 13.4694 | 14.1446 | 14.8097 | 15.5311 | 16.1958 | 16.9852 | 17.8508 | 18.9715
| SPS1 | CH | Electricity generation capacity¦Solar¦Solar PV (large scale) | GWe/yr. | 0 | 0 | 0.044926 | 0.068692 | 0.2395 | 0.2399 | 0.1957 | 0.17159 | 0.052894 | 0.018787 | 0.018885 | 0.22993
| SPS1 | CH | Electricity generation capacity¦Solar¦Solar PV (Industry) | GWe/yr. | 1.1186 | 1.6529 | 3.5612 | 3.4923 | 3.6704 | 3.8576 | 4.0544 | 4.2612 | 4.4786 | 4.7071 | 4.9472 | 5.1995
| SPS1 | CH | Electricity generation capacity¦Solar¦Solar PV (Residential single family) | GWe/yr. | 0.67886 | 1.1559 | 2.0811 | 4.68 | 4.9187 | 5.1696 | 5.4333 | 5.7105 | 6.0018 | 6.3079 | 6.6297 | 6.9679
| SPS1 | CH | Electricity generation capacity¦Solar¦Solar PV (Residential multi family) | GWe/yr. | 0.27425 | 0.43896 | 1.735 | 3.3248 | 3.4944 | 3.6726 | 3.86 | 4.0569 | 4.2638 | 4.4813 | 4.7099 | 4.9502
| SPS1 | CH | Electricity generation capacity¦Solar¦Solar PV (Services) | GWe/yr. | 0.90293 | 1.1231 | 1.1753 | 1.0907 | 1.1463 | 1.2048 | 1.2663 | 1.3309 | 1.3988 | 1.4701 | 1.5451 | 1.6239
| SPS1 | CH | Electricity generation capacity¦Geothermal | GWe/yr. | 0 | 0 | 0 | 0 | 0 | 0 | 0.00021839 | 0.00035484 | 0.00036998 | 0.00041033 | 0.0004798 | 0.00084982
| SPS1 | CH | Electricity generation capacity¦Geothermal¦Deep geothermal | GWe/yr. | 0 | 0 | 0 | 0 | 0 | 0 | 0.00021839 | 0.00035484 | 0.00036998 | 0.00041033 | 0.0004798 | 0.00084982
| SPS1 | CH | Electricity generation capacity¦Hydrogen | GWe/yr. | 0 | 0 | 0 | 0.00022319 | 0.0005605 | 0.00087115 | 0.0009209 | 0.0022433 | 0.0020367 | 0.0068383 | 0.0064936 | 0.0090058
| SPS1 | CH | Electricity generation capacity¦Hydrogen¦CHP Fuel Cell Hydrogen (for District Heating) | GWe/yr. | 0 | 0 | 0 | 0 | 0 | 0.00015698 | 0.00018669 | 0.00033295 | 0.00031467 | 0.0021883 | 0.0021819 | 0.0024563
| SPS1 | CH | Electricity generation capacity¦Hydrogen¦Industrial CHPs fuel cells (hydrogen) | GWe/yr. | 0 | 0 | 0 | 0.00014676 | 0.00037087 | 0.00050624 | 0.00050347 | 0.0012235 | 0.0010719 | 0.0030823 | 0.0031243 | 0.0042745
| SPS1 | CH | Electricity generation capacity¦Hydrogen¦Services sectors CHPs fuel cells (hydrogen) | GWe/yr. | 0 | 0 | 0 | 7.6428e-05 | 0.00018963 | 0.00020793 | 0.00023074 | 0.00068692 | 0.00065006 | 0.0015677 | 0.0011874 | 0.002275
| SPS1 | CH | Electricity generation capacity¦Electricity storage (non hydro) | GWe/yr. | 0.10352 | 0.1035 | 0.10351 | 0.23632 | 0.24846 | 0.31446 | 0.46489 | 0.49873 | 0.59281 | 0.64735 | 0.70362 | 0.79716
| SPS1 | CH | Electricity generation capacity¦Electricity storage (non hydro)¦CAES | GWe/yr. | 0.1 | 0.099972 | 0.099968 | 0.099966 | 0.099966 | 0.099967 | 0.099969 | 0.099969 | 0.099969 | 0.099969 | 0.099971 | 0.099978
| SPS1 | CH | Electricity generation capacity¦Electricity storage (non hydro)¦Battery storage large size centralised | GWe/yr. | 0.00058957 | 0.00059007 | 0.00059337 | 0.00055457 | 0.001414 | 0.048028 | 0.051774 | 0.051793 | 0.051816 | 0.051855 | 0.051926 | 0.052586
| SPS1 | CH | Electricity generation capacity¦Electricity storage (non hydro)¦Battery storage medium size centralised | GWe/yr. | 0.00043799 | 0.00043837 | 0.00044086 | 0.00042541 | 0.0011135 | 0.0093128 | 0.14402 | 0.16442 | 0.24964 | 0.29415 | 0.34014 | 0.42194
| SPS1 | CH | Electricity generation capacity¦Electricity storage (non hydro)¦Batteries in industry | GWe/yr. | 0.00041604 | 0.00041647 | 0.00041781 | 0.026972 | 0.027127 | 0.024769 | 0.027013 | 0.033268 | 0.033539 | 0.045541 | 0.070591 | 0.061622
| SPS1 | CH | Electricity generation capacity¦Electricity storage (non hydro)¦Batteries in residential single family houses | GWe/yr. | 0.00083094 | 0.00083179 | 0.0008345 | 0.041712 | 0.0449 | 0.044428 | 0.051583 | 0.05618 | 0.05954 | 0.058728 | 0.053106 | 0.060456
| SPS1 | CH | Electricity generation capacity¦Electricity storage (non hydro)¦Batteries in residential multi-family houses | GWe/yr. | 0.00083221 | 0.00083306 | 0.00083574 | 0.042037 | 0.045334 | 0.052761 | 0.055135 | 0.056178 | 0.059508 | 0.058744 | 0.053127 | 0.060461
| SPS1 | CH | Electricity generation capacity¦Electricity storage (non hydro)¦Batteries in Services sector | GWe/yr. | 0.00041747 | 0.0004179 | 0.00041924 | 0.024653 | 0.028604 | 0.035192 | 0.035401 | 0.036919 | 0.038801 | 0.038364 | 0.034759 | 0.040117
| SPS1 | CH | Space and water heat boiler capacity in Residential sector | GWth/yr. | 11.1641 | 11.9272 | 12.0456 | 12.3738 | 11.0968 | 10.7389 | 10.7939 | 10.1428 | 9.8087 | 9.55 | 9.0885 | 8.002
| SPS1 | CH | Space and water heat boiler capacity in Residential sector¦Space heating | GWth/yr. | 9.3031 | 9.9084 | 10.0549 | 10.3029 | 9.3112 | 8.9936 | 9.0321 | 8.4567 | 8.0845 | 7.873 | 7.4454 | 6.3941
| SPS1 | CH | Space and water heat boiler capacity in Residential sector¦Space heating¦Electricty | GWth/yr. | 2.1117 | 2.4213 | 2.567 | 2.7388 | 2.7862 | 2.7132 | 2.7458 | 2.5554 | 2.4268 | 2.4197 | 2.4119 | 2.4071
| SPS1 | CH | Space and water heat boiler capacity in Residential sector¦Space heating¦Electricty¦Electric boiler | GWth/yr. | 0.67257 | 0.70931 | 0.70931 | 0.70931 | 0.44022 | 0.36882 | 0.40134 | 0.19014 | 0.061533 | 0.054384 | 0.046551 | 0.041539
| SPS1 | CH | Space and water heat boiler capacity in Residential sector¦Space heating¦Electricty¦Heat pump electric | GWth/yr. | 1.4391 | 1.712 | 1.8577 | 2.0295 | 2.346 | 2.3444 | 2.3444 | 2.3653 | 2.3652 | 2.3653 | 2.3653 | 2.3656
| SPS1 | CH | Space and water heat boiler capacity in Residential sector¦Space heating¦Oil | GWth/yr. | 3.4074 | 3.4074 | 3.4074 | 3.4074 | 2.4438 | 2.2913 | 2.2912 | 1.883 | 1.7546 | 1.6422 | 1.1083 | 0.56936
| SPS1 | CH | Space and water heat boiler capacity in Residential sector¦Space heating¦Oil¦Light fuel oil boiler | GWth/yr. | 3.4074 | 3.4074 | 3.4074 | 3.4074 | 2.4438 | 2.2913 | 2.2912 | 1.883 | 1.7546 | 1.6422 | 1.1083 | 0.56936
| SPS1 | CH | Space and water heat boiler capacity in Residential sector¦Space heating¦Gas | GWth/yr. | 2.7688 | 2.9974 | 2.9985 | 3.0639 | 3.2191 | 3.1845 | 3.1952 | 3.314 | 3.213 | 3.147 | 3.2932 | 2.8694
| SPS1 | CH | Space and water heat boiler capacity in Residential sector¦Space heating¦Gas¦Gas boiler | GWth/yr. | 2.7688 | 2.9974 | 2.9974 | 3.0627 | 3.0268 | 2.8238 | 2.7534 | 2.6604 | 2.5142 | 2.4151 | 2.2803 | 1.8559
| SPS1 | CH | Space and water heat boiler capacity in Residential sector¦Space heating¦Gas¦Heat pump gas | GWth/yr. | 7.5459e-08 | 3.0516e-07 | 0.0011234 | 0.0011292 | 0.19229 | 0.36077 | 0.4418 | 0.65365 | 0.6988 | 0.73188 | 1.0129 | 1.0135
| SPS1 | CH | Space and water heat boiler capacity in Residential sector¦Space heating¦Coal | GWth/yr. | 0.007 | 0.0066212 | 0.00021194 | 0.00019739 | 5.125e-05 | 0 | 0 | 0 | 0 | 0 | 0 | 0
| SPS1 | CH | Space and water heat boiler capacity in Residential sector¦Space heating¦Coal¦Coal boiler | GWth/yr. | 0.007 | 0.0066212 | 0.00021194 | 0.00019739 | 5.125e-05 | 0 | 0 | 0 | 0 | 0 | 0 | 0
| SPS1 | CH | Space and water heat boiler capacity in Residential sector¦Space heating¦Wood | GWth/yr. | 0.68965 | 0.69812 | 0.70386 | 0.70386 | 0.46856 | 0.40871 | 0.39827 | 0.29962 | 0.28456 | 0.25521 | 0.22605 | 0.14381
| SPS1 | CH | Space and water heat boiler capacity in Residential sector¦Space heating¦Wood¦Wood boiler | GWth/yr. | 0.68965 | 0.69812 | 0.70386 | 0.70386 | 0.46856 | 0.40871 | 0.39827 | 0.29962 | 0.28456 | 0.25521 | 0.22605 | 0.14381
| SPS1 | CH | Space and water heat boiler capacity in Residential sector¦Space heating¦Pellets | GWth/yr. | 0.20446 | 0.24042 | 0.24049 | 0.25126 | 0.25951 | 0.26535 | 0.27134 | 0.27529 | 0.27834 | 0.28181 | 0.28118 | 0.28139
| SPS1 | CH | Space and water heat boiler capacity in Residential sector¦Space heating¦Pellets¦Pellets boiler | GWth/yr. | 0.20446 | 0.24042 | 0.24049 | 0.25126 | 0.25951 | 0.26535 | 0.27134 | 0.27529 | 0.27834 | 0.28181 | 0.28118 | 0.28139
| SPS1 | CH | Space and water heat boiler capacity in Residential sector¦Space heating¦Solar | GWth/yr. | 0.11421 | 0.13724 | 0.13747 | 0.13749 | 0.13393 | 0.13043 | 0.13039 | 0.12932 | 0.12729 | 0.12709 | 0.12478 | 0.123
| SPS1 | CH | Space and water heat boiler capacity in Residential sector¦Space heating¦Solar¦Solar thermal | GWth/yr. | 0.11421 | 0.13724 | 0.13747 | 0.13749 | 0.13393 | 0.13043 | 0.13039 | 0.12932 | 0.12729 | 0.12709 | 0.12478 | 0.123
| SPS1 | CH | Space and water heat boiler capacity in Residential sector¦Space heating¦Hydrogen | GWth/yr. | 0 | 0 | 0 | 0 | 0 | 0 | 0 | 0 | 0 | 0 | 0 | 0
| SPS1 | CH | Space and water heat boiler capacity in Residential sector¦Space heating¦Hydrogen¦Hydrogen boiler | GWth/yr. | 0 | 0 | 0 | 0 | 0 | 0 | 0 | 0 | 0 | 0 | 0 | 0
| SPS1 | CH | Space and water heat boiler capacity in Residential sector¦Water heating | GWth/yr. | 1.861 | 2.0188 | 1.9907 | 2.0709 | 1.7856 | 1.7453 | 1.7617 | 1.6861 | 1.7242 | 1.677 | 1.6432 | 1.6079
| SPS1 | CH | Space and water heat boiler capacity in Residential sector¦Water heating¦Electricty | GWth/yr. | 0.65093 | 0.71899 | 0.81036 | 0.88241 | 0.81063 | 0.79577 | 0.81739 | 0.70066 | 0.75755 | 0.7567 | 0.65243 | 0.73726
| SPS1 | CH | Space and water heat boiler capacity in Residential sector¦Water heating¦Electricty¦Electric boiler | GWth/yr. | 0.43758 | 0.47286 | 0.47286 | 0.47286 | 0.28067 | 0.24851 | 0.24851 | 0.12949 | 0.045375 | 0.035374 | 0.031666 | 0.026518
| SPS1 | CH | Space and water heat boiler capacity in Residential sector¦Water heating¦Electricty¦Heat pump electric | GWth/yr. | 0.21335 | 0.24613 | 0.3375 | 0.40956 | 0.52996 | 0.54726 | 0.56888 | 0.57117 | 0.71217 | 0.72133 | 0.62076 | 0.71075
| SPS1 | CH | Space and water heat boiler capacity in Residential sector¦Water heating¦Oil | GWth/yr. | 0.47738 | 0.47738 | 0.17962 | 0.17961 | 0.046578 | 0.00039299 | 0.00040234 | 0.00040118 | 0.0005095 | 0.00077514 | 0.00065177 | 0.0018012
| SPS1 | CH | Space and water heat boiler capacity in Residential sector¦Water heating¦Oil¦Light fuel oil boiler | GWth/yr. | 0.47738 | 0.47738 | 0.17962 | 0.17961 | 0.046578 | 0.00039299 | 0.00040234 | 0.00040118 | 0.0005095 | 0.00077514 | 0.00065177 | 0.0018012
| SPS1 | CH | Space and water heat boiler capacity in Residential sector¦Water heating¦Gas | GWth/yr. | 0.4361 | 0.4361 | 0.61635 | 0.62461 | 0.72362 | 0.76602 | 0.76048 | 0.81434 | 0.7955 | 0.76241 | 0.83213 | 0.73463
| SPS1 | CH | Space and water heat boiler capacity in Residential sector¦Water heating¦Gas¦Gas boiler | GWth/yr. | 0.4361 | 0.4361 | 0.61613 | 0.62438 | 0.68949 | 0.67729 | 0.63902 | 0.61723 | 0.58513 | 0.54217 | 0.531 | 0.4331
| SPS1 | CH | Space and water heat boiler capacity in Residential sector¦Water heating¦Gas¦Heat pump gas | GWth/yr. | 4.7729e-11 | -3.1827e-07 | 0.00022356 | 0.00022753 | 0.03413 | 0.088734 | 0.12145 | 0.19711 | 0.21036 | 0.22024 | 0.30113 | 0.30153
| SPS1 | CH | Space and water heat boiler capacity in Residential sector¦Water heating¦Coal | GWth/yr. | 0 | 0 | 0 | 0 | 0 | 0 | 0 | 0 | 0 | 0 | 0 | 0
| SPS1 | CH | Space and water heat boiler capacity in Residential sector¦Water heating¦Coal¦Coal boiler | GWth/yr. | 0 | 0 | 0 | 0 | 0 | 0 | 0 | 0 | 0 | 0 | 0 | 0
| SPS1 | CH | Space and water heat boiler capacity in Residential sector¦Water heating¦Wood | GWth/yr. | 0.035322 | 0.040437 | 0.03848 | 0.038458 | 0.016818 | 0.014615 | 0.014612 | 0.01081 | 0.010249 | 0.0088632 | 0.0080908 | 0.0051113
| SPS1 | CH | Space and water heat boiler capacity in Residential sector¦Water heating¦Wood¦Wood boiler | GWth/yr. | 0.035322 | 0.040437 | 0.03848 | 0.038458 | 0.016818 | 0.014615 | 0.014612 | 0.01081 | 0.010249 | 0.0088632 | 0.0080908 | 0.0051113
| SPS1 | CH | Space and water heat boiler capacity in Residential sector¦Water heating¦Pellets | GWth/yr. | 0.011241 | 0.013194 | 0.013192 | 0.013192 | 0.0094403 | 0.009683 | 0.0098515 | 0.010028 | 0.010112 | 0.010232 | 0.010225 | 0.010263
| SPS1 | CH | Space and water heat boiler capacity in Residential sector¦Water heating¦Pellets¦Pellets boiler | GWth/yr. | 0.011241 | 0.013194 | 0.013192 | 0.013192 | 0.0094403 | 0.009683 | 0.0098515 | 0.010028 | 0.010112 | 0.010232 | 0.010225 | 0.010263
| SPS1 | CH | Space and water heat boiler capacity in Residential sector¦Water heating¦Solar | GWth/yr. | 0.25001 | 0.33265 | 0.33265 | 0.33266 | 0.17848 | 0.15884 | 0.15901 | 0.14984 | 0.15029 | 0.13797 | 0.13965 | 0.11886
| SPS1 | CH | Space and water heat boiler capacity in Residential sector¦Water heating¦Solar¦Solar thermal | GWth/yr. | 0.25001 | 0.33265 | 0.33265 | 0.33266 | 0.17848 | 0.15884 | 0.15901 | 0.14984 | 0.15029 | 0.13797 | 0.13965 | 0.11886
| SPS1 | CH | Space and water heat boiler capacity in Residential sector¦Water heating¦Hydrogen | GWth/yr. | 0 | 0 | 0 | 0 | 0 | 0 | 0 | 0 | 0 | 0 | 0 | 0
| SPS1 | CH | Space and water heat boiler capacity in Residential sector¦Water heating¦Hydrogen¦Hydrogen boiler | GWth/yr. | 0 | 0 | 0 | 0 | 0 | 0 | 0 | 0 | 0 | 0 | 0 | 0
| SPS1 | CH | Process and space heating capacity in industry sectors | GWth/yr. | 3.6005 | 3.8119 | 3.7834 | 3.8405 | 3.4884 | 3.5328 | 3.639 | 3.4432 | 3.3019 | 3.5306 | 3.2669 | 3.2595
| SPS1 | CH | Process and space heating capacity in industry sectors¦Electricity | GWth/yr. | 0.61671 | 0.8521 | 0.9693 | 1.1445 | 1.3391 | 1.4563 | 1.5296 | 1.4888 | 1.4608 | 1.5711 | 1.5493 | 1.5663
| SPS1 | CH | Process and space heating capacity in industry sectors¦Electricity¦Electric boiler | GWth/yr. | 0.55645 | 0.77578 | 0.77615 | 0.82804 | 0.89234 | 0.9741 | 1.0474 | 1.0076 | 0.97932 | 1.0299 | 1.0093 | 1.0274
| SPS1 | CH | Process and space heating capacity in industry sectors¦Electricity¦Heat pump electric | GWth/yr. | 0.060263 | 0.076315 | 0.19315 | 0.31643 | 0.44679 | 0.48219 | 0.48215 | 0.48124 | 0.48148 | 0.54121 | 0.53998 | 0.53887
| SPS1 | CH | Process and space heating capacity in industry sectors¦Oil | GWth/yr. | 0.47746 | 0.4888 | 0.38789 | 0.38766 | 0.26692 | 0.16712 | 0.14556 | 0.020954 | 0.018533 | 0.018205 | 0.018035 | 0.020337
| SPS1 | CH | Process and space heating capacity in industry sectors¦Oil¦Light fuel boiler | GWth/yr. | 0.37634 | 0.3877 | 0.38768 | 0.3876 | 0.26683 | 0.16704 | 0.14546 | 0.020954 | 0.018533 | 0.018205 | 0.018035 | 0.020337
| SPS1 | CH | Process and space heating capacity in industry sectors¦Oil¦Heavy fuel boiler | GWth/yr. | 0.10112 | 0.1011 | 0.00020653 | 5.9194e-05 | 9.2915e-05 | 8.526e-05 | 9.7341e-05 | 0 | 0 | 0 | 0 | 0
| SPS1 | CH | Process and space heating capacity in industry sectors¦Gas | GWth/yr. | 1.5566 | 1.5567 | 1.5596 | 1.5654 | 1.2489 | 1.2241 | 1.2239 | 1.148 | 0.9792 | 1.096 | 0.90706 | 0.88166
| SPS1 | CH | Process and space heating capacity in industry sectors¦Gas¦Gas boiler | GWth/yr. | 1.5566 | 1.5566 | 1.5566 | 1.5565 | 1.2378 | 1.2112 | 1.2111 | 1.1349 | 0.96634 | 0.9086 | 0.7197 | 0.69402
| SPS1 | CH | Process and space heating capacity in industry sectors¦Gas¦Heat pump gas | GWth/yr. | 0 | 9.5215e-05 | 0.0030129 | 0.0088755 | 0.011074 | 0.012824 | 0.012832 | 0.013059 | 0.012862 | 0.18742 | 0.18737 | 0.18764
| SPS1 | CH | Process and space heating capacity in industry sectors¦Gas¦Biogas boiler | GWth/yr. | 0.017014 | 0.030545 | 0.041688 | 0.093778 | 0.16832 | 0.35417 | 0.30995 | 0.34305 | 0.30953 | 0.30314 | 0.32358 | 0.36108
| SPS1 | CH | Process and space heating capacity in industry sectors¦Coal | GWth/yr. | 0.26172 | 0.19382 | 0.16767 | 8.49e-05 | 9.5415e-05 | 8.6894e-05 | 0.00011454 | 0.00028459 | 0.00017261 | 0.00025684 | 0.00014229 | 0.00024979
| SPS1 | CH | Process and space heating capacity in industry sectors¦Coal¦Coal boiler | GWth/yr. | 0.26172 | 0.19382 | 0.16767 | 8.49e-05 | 9.5415e-05 | 8.6894e-05 | 0.00011454 | 0.00028459 | 0.00017261 | 0.00025684 | 0.00014229 | 0.00024979
| SPS1 | CH | Process and space heating capacity in industry sectors¦Wood | GWth/yr. | 0.28883 | 0.3415 | 0.34152 | 0.37849 | 0.41556 | 0.45117 | 0.50371 | 0.54153 | 0.57986 | 0.5934 | 0.52494 | 0.53626
| SPS1 | CH | Process and space heating capacity in industry sectors¦Wood¦Wood boiler | GWth/yr. | 0.28883 | 0.3415 | 0.34152 | 0.37849 | 0.41556 | 0.45117 | 0.50371 | 0.54153 | 0.57986 | 0.5934 | 0.52494 | 0.53626
| SPS1 | CH | Process and space heating capacity in industry sectors¦Pellets | GWth/yr. | 0.029861 | 0.035026 | 0.035081 | 0.042102 | 0.041608 | 0.03953 | 0.038888 | 0.040019 | 0.039694 | 0.038718 | 0.040334 | 0.040437
| SPS1 | CH | Process and space heating capacity in industry sectors¦Pellets¦Pellet boiler | GWth/yr. | 0.029861 | 0.035026 | 0.035081 | 0.042102 | 0.041608 | 0.03953 | 0.038888 | 0.040019 | 0.039694 | 0.038718 | 0.040334 | 0.040437
| SPS1 | CH | Process and space heating capacity in industry sectors¦Wastes | GWth/yr. | 0.35955 | 0.33151 | 0.30981 | 0.30974 | 0.16351 | 0.18171 | 0.18431 | 0.18801 | 0.20631 | 0.18924 | 0.20237 | 0.19016
| SPS1 | CH | Process and space heating capacity in industry sectors¦Wastes¦Wastes boiler | GWth/yr. | 0.35955 | 0.33151 | 0.30981 | 0.30974 | 0.16351 | 0.18171 | 0.18431 | 0.18801 | 0.20631 | 0.18924 | 0.20237 | 0.19016
| SPS1 | CH | Process and space heating capacity in industry sectors¦Solar | GWth/yr. | 0.0098215 | 0.012474 | 0.012474 | 0.012474 | 0.012472 | 0.012469 | 0.01247 | 0.012464 | 0.012463 | 0.012555 | 0.012552 | 0.012647
| SPS1 | CH | Process and space heating capacity in industry sectors¦Solar¦Solar thermal | GWth/yr. | 0.0098215 | 0.012474 | 0.012474 | 0.012474 | 0.012472 | 0.012469 | 0.01247 | 0.012464 | 0.012463 | 0.012555 | 0.012552 | 0.012647
| SPS1 | CH | Process and space heating capacity in industry sectors¦Hydrogen | GWth/yr. | 0 | 0 | 0 | 4.9294e-05 | 0.00028183 | 0.00037539 | 0.00037787 | 0.003179 | 0.0048274 | 0.011115 | 0.012145 | 0.011524
| SPS1 | CH | Process and space heating capacity in industry sectors¦Hydrogen¦Hydrogen boiler | GWth/yr. | 0 | 0 | 0 | 4.9294e-05 | 0.00028183 | 0.00037539 | 0.00037787 | 0.003179 | 0.0048274 | 0.011115 | 0.012145 | 0.011524
| SPS1 | CH | Space water and process heat boiler capacity in Services sectors | GWth/yr. | 6.1442 | 6.0948 | 6.2101 | 6.2261 | 4.4718 | 4.2408 | 4.1762 | 3.6851 | 3.6176 | 3.514 | 3.4227 | 3.2374
| SPS1 | CH | Space water and process heat boiler capacity in Services sectors¦Electricity | GWth/yr. | 0.61561 | 0.49346 | 0.60444 | 0.60445 | 0.59257 | 0.59944 | 0.61086 | 0.62114 | 0.6667 | 0.70751 | 0.75852 | 0.80421
| SPS1 | CH | Space water and process heat boiler capacity in Services sectors¦Electricity¦Electric boiler | GWth/yr. | 0.18499 | 0.062841 | 0.17383 | 0.17383 | 0.16024 | 0.13382 | 0.11053 | 0.081605 | 0.084804 | 0.083757 | 0.086093 | 0.083339
| SPS1 | CH | Space water and process heat boiler capacity in Services sectors¦Electricity¦Heat pump electric | GWth/yr. | 0.43062 | 0.43062 | 0.43061 | 0.43061 | 0.43233 | 0.46562 | 0.50033 | 0.53954 | 0.5819 | 0.62376 | 0.67242 | 0.72087
| SPS1 | CH | Space water and process heat boiler capacity in Services sectors¦Oil | GWth/yr. | 1.9286 | 1.9285 | 1.9285 | 1.9285 | 1.1094 | 0.94297 | 0.9427 | 0.67067 | 0.5603 | 0.50903 | 0.27102 | 0.093899
| SPS1 | CH | Space water and process heat boiler capacity in Services sectors¦Oil¦Light fuel boiler | GWth/yr. | 1.9286 | 1.9285 | 1.9285 | 1.9285 | 1.1094 | 0.94297 | 0.9427 | 0.67067 | 0.5603 | 0.50903 | 0.27102 | 0.093899
| SPS1 | CH | Space water and process heat boiler capacity in Services sectors¦Gas | GWth/yr. | 2.88 | 2.88 | 2.8845 | 2.8845 | 2.1807 | 2.1938 | 2.194 | 2.0366 | 2.0404 | 1.9478 | 2.0406 | 1.9969
| SPS1 | CH | Space water and process heat boiler capacity in Services sectors¦Gas¦Gas boiler | GWth/yr. | 2.7747 | 2.7746 | 2.7746 | 2.7746 | 2.0443 | 2.0513 | 2.0513 | 1.8475 | 1.8589 | 1.7675 | 1.7754 | 1.6995
| SPS1 | CH | Space water and process heat boiler capacity in Services sectors¦Gas¦Heat pump gas | GWth/yr. | 3.9319e-07 | 1.4516e-05 | 0.00016165 | 0.00016348 | 0.00068926 | 0.0010721 | 0.0022056 | 0.0018359 | 0.001313 | 0.0045262 | 0.0044179 | 0.0082938
| SPS1 | CH | Space water and process heat boiler capacity in Services sectors¦Gas¦Biogas boiler | GWth/yr. | 0.10534 | 0.10535 | 0.10971 | 0.10972 | 0.13566 | 0.14143 | 0.1405 | 0.18724 | 0.18017 | 0.17581 | 0.26082 | 0.28912
| SPS1 | CH | Space water and process heat boiler capacity in Services sectors¦Wood | GWth/yr. | 0.47843 | 0.52046 | 0.52023 | 0.52022 | 0.28786 | 0.17911 | 0.11611 | 0.036813 | 0.034846 | 0.034063 | 0.033371 | 0.032134
| SPS1 | CH | Space water and process heat boiler capacity in Services sectors¦Wood¦Wood boiler | GWth/yr. | 0.47843 | 0.52046 | 0.52023 | 0.52022 | 0.28786 | 0.17911 | 0.11611 | 0.036813 | 0.034846 | 0.034063 | 0.033371 | 0.032134
| SPS1 | CH | Space water and process heat boiler capacity in Services sectors¦Pellets | GWth/yr. | 0.15051 | 0.17255 | 0.17255 | 0.18851 | 0.20129 | 0.22533 | 0.2124 | 0.21923 | 0.21468 | 0.20703 | 0.20586 | 0.19694
| SPS1 | CH | Space water and process heat boiler capacity in Services sectors¦Pellets¦Pellet boiler | GWth/yr. | 0.15051 | 0.17255 | 0.17255 | 0.18851 | 0.20129 | 0.22533 | 0.2124 | 0.21923 | 0.21468 | 0.20703 | 0.20586 | 0.19694
| SPS1 | CH | Space water and process heat boiler capacity in Services sectors¦Solar | GWth/yr. | 0.091074 | 0.099847 | 0.099848 | 0.099851 | 0.099852 | 0.099852 | 0.099856 | 0.099862 | 0.099866 | 0.099873 | 0.099886 | 0.099929
| SPS1 | CH | Space water and process heat boiler capacity in Services sectors¦Solar¦Solar thermal | GWth/yr. | 0.091074 | 0.099847 | 0.099848 | 0.099851 | 0.099852 | 0.099852 | 0.099856 | 0.099862 | 0.099866 | 0.099873 | 0.099886 | 0.099929
| SPS1 | CH | Space water and process heat boiler capacity in Services sectors¦Hydrogen | GWth/yr. | 0 | 0 | 0 | 7.3303e-05 | 0.00017477 | 0.00025314 | 0.0001995 | 0.00084431 | 0.00077245 | 0.0086864 | 0.013412 | 0.013378
| SPS1 | CH | Space water and process heat boiler capacity in Services sectors¦Hydrogen¦Hydrogen boiler | GWth/yr. | 0 | 0 | 0 | 7.3303e-05 | 0.00017477 | 0.00025314 | 0.0001995 | 0.00084431 | 0.00077245 | 0.0086864 | 0.013412 | 0.013378
| SPS1 | CH | Cars stock | Million | 4.6731 | 4.7759 | 5.0321 | 5.5765 | 5.7444 | 5.9125 | 6.0168 | 6.1214 | 6.4179 | 6.5524 | 6.689 | 6.8562
| SPS1 | CH | Cars stock¦Electricity¦Existing battery electric cars | Million | 0.04204 | 0.03643 | 0.028025 | 0.014013 | 0 | 0 | 0 | 0 | 0 | 0 | 0 | 0
| SPS1 | CH | Cars stock¦Electricity¦New battery electric cars (<60kW) | Million | 0.0015312 | 0.0034452 | 0.0035811 | 0.003203 | 0.0013175 | 0.037952 | 0.11406 | 0.25669 | 0.28064 | 0.27941 | 0.28777 | 0.25858
| SPS1 | CH | Cars stock¦Electricity¦New battery electric cars (60-100 kW) | Million | 0.0073579 | 0.011455 | 0.20885 | 0.75573 | 1.738 | 1.843 | 1.8655 | 1.9002 | 1.8949 | 1.874 | 1.8085 | 1.7944
| SPS1 | CH | Cars stock¦Electricity¦New battery electric cars (100-140 kW) | Million | 0.0042753 | 0.0087439 | 0.0096434 | 0.1808 | 0.52128 | 0.73902 | 0.77506 | 0.75316 | 0.89293 | 1.062 | 1.4018 | 1.5044
| SPS1 | CH | Cars stock¦Electricity¦New battery electric cars (>140 kW) | Million | 0.015344 | 0.098779 | 0.17104 | 0.30109 | 0.32526 | 0.19869 | 0.20973 | 0.21953 | 0.32933 | 0.34435 | 0.2551 | 0.38237
| SPS1 | CH | Cars stock¦Electricity¦New plug-in hybrid gasoline (<60 kW) | Million | 2.5973e-05 | 7.1605e-05 | 0.00011403 | 0.00012559 | 0.00011113 | 0.00011707 | 0.00016813 | 0.00015791 | 0.00032239 | 0.00065471 | 0.00098931 | 0.0015561
| SPS1 | CH | Cars stock¦Electricity¦New plug-in hybrid gasoline (60-100 kW) | Million | 0.0048854 | 0.0074953 | 0.0073224 | 0.0060244 | 0.0011449 | 0.00025549 | 0.00034348 | 0.00027891 | 0.00052876 | 0.015242 | 0.034193 | 0.040597
| SPS1 | CH | Cars stock¦Electricity¦New plug-in hybrid gasoline (100-140 kW) | Million | 0.0040682 | 0.010936 | 0.041332 | 0.047276 | 0.061423 | 0.03634 | 0.035151 | 0.013973 | 0.050826 | 0.045412 | 0.033557 | 0.0066092
| SPS1 | CH | Cars stock¦Electricity¦New plug-in hybrid gasoline (>140 kW) | Million | 0.0072621 | 0.012556 | 0.012185 | 0.0098721 | 0.0022591 | 0.00063207 | 0.0011886 | 0.00091419 | 0.028111 | 0.027751 | 0.019024 | 0.11439
| SPS1 | CH | Cars stock¦Electricity¦New plug-in hybrid diesel (<60 kW) | Million | 1.52e-06 | 5.7206e-05 | 0.00010759 | 0.00013905 | 0.00018596 | 0.00033008 | 0.00037825 | 0.00070222 | 0.00053163 | 0.00016828 | 6.9144e-05 | 4.369e-05
| SPS1 | CH | Cars stock¦Electricity¦New plug-in hybrid diesel (60-100 kW) | Million | 2.5773e-07 | 3.8216e-05 | 0.00019421 | 0.00028556 | 0.00077255 | 0.001158 | 0.0011869 | 0.0013002 | 0.00084642 | 0.00046139 | 0.00010946 | 4.5059e-05
| SPS1 | CH | Cars stock¦Electricity¦New plug-in hybrid diesel (100-140 kW) | Million | 4.0699e-06 | 0.032078 | 0.10847 | 0.38931 | 0.62251 | 0.43846 | 0.31467 | 0.30515 | 0.24525 | 0.13113 | 0.017759 | 4.5294e-05
| SPS1 | CH | Cars stock¦Electricity¦New plug-in hybrid diesel (>140 kW) | Million | 0.00025877 | 0.00084423 | 0.001005 | 0.0010369 | 0.14082 | 0.3604 | 0.44319 | 0.41318 | 0.43759 | 0.56127 | 0.71904 | 0.70248
| SPS1 | CH | Cars stock¦Hydrogen¦New fuel cell cars (<60 kW) | Million | 0 | 2.4106e-06 | 3.909e-06 | 1.2862e-06 | 2.0873e-06 | 2.6068e-06 | 2.074e-06 | 1.8748e-06 | 1.7658e-06 | 1.4062e-06 | 1.0427e-06 | 5.7445e-06
| SPS1 | CH | Cars stock¦Hydrogen¦New fuel cell cars (60-100 kW) | Million | 6.2755e-06 | 7.5783e-06 | 8.482e-06 | 2.0332e-06 | 1.932e-06 | 1.8503e-06 | 1.8446e-06 | 1.7862e-06 | 1.6911e-06 | 1.6742e-06 | 1.6479e-06 | 6.1471e-06
| SPS1 | CH | Cars stock¦Hydrogen¦New fuel cell cars (100-140 kW) | Million | 5.3464e-05 | 0.00010915 | 0.00010464 | 3.0976e-06 | 2.1037e-06 | 1.5994e-06 | 1.6883e-06 | 1.6832e-06 | 1.6572e-06 | 1.7473e-06 | 1.9195e-06 | 6.5568e-06
| SPS1 | CH | Cars stock¦Hydrogen¦New fuel cell cars (>140 kW) | Million | 0 | 1.3597e-06 | 2.2082e-06 | 1.6945e-06 | 1.9933e-06 | 1.9587e-06 | 2.0215e-06 | 1.9448e-06 | 1.8012e-06 | 1.7167e-06 | 1.5699e-06 | 6.6782e-06
| SPS1 | CH | Cars stock¦Motor Gasoline¦Total¦Conventional gasoline hybrid existing | Million | 0.065792 | 0.057063 | 0.043895 | 0.021947 | 0 | 0 | 0 | 0 | 0 | 0 | 0 | 0
| SPS1 | CH | Cars stock¦Motor Gasoline¦Total¦New conventional gasoline hybrid (<60 kW) | Million | 0.0056683 | 0.0066811 | 0.02455 | 0.022148 | 0.04931 | 0.077197 | 0.058733 | 0.025839 | 0.0039387 | 0.022688 | 0.079265 | 0.10765
| SPS1 | CH | Cars stock¦Motor Gasoline¦Total¦New conventional gasoline hybrid (60-100 kW) | Million | 0.017226 | 0.029535 | 0.038687 | 0.031919 | 0.093917 | 0.075694 | 0.053184 | 0.00050943 | 0.00036749 | 0.00051043 | 0.00075149 | 0.00079339
| SPS1 | CH | Cars stock¦Motor Gasoline¦Total¦New conventional gasoline hybrid (100-140 kW) | Million | 0.014248 | 0.19123 | 0.18082 | 0.14569 | 0.047045 | 0.00021703 | 0.00020845 | 0.00024715 | 0.0002551 | 0.0003168 | 0.0004044 | 0.00042086
| SPS1 | CH | Cars stock¦Motor Gasoline¦Total¦New conventional gasoline hybrid (>140 kW) | Million | 0.0083199 | 0.014198 | 0.04662 | 0.1545 | 0.16399 | 0.20113 | 0.24211 | 0.32764 | 0.34967 | 0.33072 | 0.27382 | 0.24537
| SPS1 | CH | Cars stock¦Motor Gasoline¦Total¦Conventional gasoline ICE existing | Million | 2.4923 | 2.1592 | 1.6629 | 0.83144 | 0 | 0 | 0 | 0 | 0 | 0 | 0 | 0
| SPS1 | CH | Cars stock¦Motor Gasoline¦Total¦New conventional gasoline ICE (<60 kW) | Million | 0.036542 | 0.03979 | 0.039434 | 0.03033 | 0.0016191 | 0.00024079 | 0.00016005 | 0.00010714 | 5.9955e-05 | 6.0902e-05 | 7.2046e-05 | 9.6396e-05
| SPS1 | CH | Cars stock¦Motor Gasoline¦Total¦New conventional gasoline ICE (60-100 kW) | Million | 0.21743 | 0.2434 | 0.24103 | 0.19075 | 0.011276 | 0.0005426 | 0.00027767 | 0.00014342 | 7.9966e-05 | 8.2688e-05 | 9.9882e-05 | 0.00012869
| SPS1 | CH | Cars stock¦Motor Gasoline¦Total¦New conventional gasoline ICE (100-140 kW) | Million | 0.18201 | 0.20371 | 0.26393 | 0.2196 | 0.076551 | 0.031547 | 0.017705 | 0.00060349 | 0.00016849 | 0.00011936 | 0.00013655 | 0.00016365
| SPS1 | CH | Cars stock¦Motor Gasoline¦Total¦New conventional gasoline ICE (>140 kW) | Million | 0.15707 | 0.1793 | 0.45324 | 0.87657 | 1.1481 | 1.2114 | 1.2264 | 1.2448 | 1.2478 | 1.2483 | 1.2375 | 1.177
| SPS1 | CH | Cars stock¦Motor Gasoline¦Total¦New mild hybrid gasoline (<60 kW) | Million | 0 | 3.172e-05 | 0.017932 | 0.016829 | 0.012148 | 0.0024173 | 0.00011564 | 9.4062e-05 | 7.4773e-05 | 0.00011746 | 0.00029356 | 0.00039278
| SPS1 | CH | Cars stock¦Motor Gasoline¦Total¦New mild hybrid gasoline (60-100 kW) | Million | 0 | 1.4693e-05 | 0.0002055 | 0.00029759 | 0.00027296 | 0.00017412 | 0.0001078 | 9.4218e-05 | 8.23e-05 | 0.00011409 | 0.00018195 | 0.00020932
| SPS1 | CH | Cars stock¦Motor Gasoline¦Total¦New mild hybrid gasoline (100-140 kW) | Million | 0 | 1.8776e-05 | 0.00011221 | 0.00016453 | 0.00016035 | 0.00012713 | 0.00010662 | 0.00011559 | 0.00011522 | 0.00015635 | 0.00023713 | 0.00025162
| SPS1 | CH | Cars stock¦Motor Gasoline¦Total¦New mild hybrid gasoline (>140 kW) | Million | 0 | 2.8478e-05 | 0.033001 | 0.14309 | 0.16188 | 0.20083 | 0.24169 | 0.25071 | 0.25476 | 0.25517 | 0.2484 | 0.24494
| SPS1 | CH | Cars stock¦Motor Diesel¦Total¦Conventional diesel hybrid existing | Million | 0 | 0 | 0 | 0 | 0 | 0 | 0 | 0 | 0 | 0 | 0 | 0
| SPS1 | CH | Cars stock¦Motor Diesel¦Total¦New conventional diesel hybrid (<60 kW) | Million | 1.6e-06 | 0.029076 | 0.10294 | 0.22619 | 0.29996 | 0.2397 | 0.18879 | 0.085633 | 0.084877 | 0.066488 | 0.00032781 | 0.00033699
| SPS1 | CH | Cars stock¦Motor Diesel¦Total¦New conventional diesel hybrid (60-100 kW) | Million | 0.00025974 | 0.11992 | 0.15165 | 0.12488 | 0.056403 | 0.0051886 | 0.0014626 | 0.0009105 | 0.00066192 | 0.00083884 | 0.042392 | 0.048948
| SPS1 | CH | Cars stock¦Motor Diesel¦Total¦New conventional diesel hybrid (100-140 kW) | Million | 0.001856 | 0.0038157 | 0.0037292 | 0.0030749 | 0.0032372 | 0.042856 | 0.088138 | 0.10119 | 0.10764 | 0.10867 | 0.10619 | 0.10954
| SPS1 | CH | Cars stock¦Motor Diesel¦Total¦New conventional diesel hybrid (>140 kW) | Million | 0.0037727 | 0.0089251 | 0.0085695 | 0.0072243 | 0.00177 | 0.00039868 | 0.0097625 | 0.10041 | 0.094955 | 0.066598 | 0.014102 | 0.0041896
| SPS1 | CH | Cars stock¦Motor Diesel¦Total¦Conventional diesel ICE existing | Million | 1.0585 | 0.91828 | 0.70637 | 0.35319 | 0 | 0 | 0 | 0 | 0 | 0 | 0 | 0
| SPS1 | CH | Cars stock¦Motor Diesel¦Total¦New conventional diesel ICE (<60 kW) | Million | 0.00044438 | 0.00051333 | 0.00056857 | 0.00049125 | 0.00025932 | 0.0046861 | 0.0039053 | 0.0028058 | 0.00039441 | 4.0427e-05 | 2.3673e-05 | 2.1786e-05
| SPS1 | CH | Cars stock¦Motor Diesel¦Total¦New conventional diesel ICE (60-100 kW) | Million | 0.064569 | 0.068528 | 0.067962 | 0.051569 | 0.0018989 | 0.00015065 | 0.00012183 | 0.00010468 | 6.538e-05 | 4.444e-05 | 2.6425e-05 | 2.3639e-05
| SPS1 | CH | Cars stock¦Motor Diesel¦Total¦New conventional diesel ICE (100-140 kW) | Million | 0.18324 | 0.19502 | 0.19302 | 0.15 | 0.0057046 | 0.00010438 | 9.4782e-05 | 0.00011141 | 8.2696e-05 | 5.796e-05 | 3.0419e-05 | 2.4938e-05
| SPS1 | CH | Cars stock¦Motor Diesel¦Total¦New conventional diesel ICE (>140 kW) | Million | 0.071262 | 0.079348 | 0.078229 | 0.06109 | 0.0034242 | 9.0708e-05 | 9.0437e-05 | 0.00011563 | 8.5765e-05 | 5.9253e-05 | 2.8774e-05 | 2.3284e-05
| SPS1 | CH | Cars stock¦Motor Diesel¦Total¦New mild hybrid diesel (<60 kW) | Million | 0 | 3.4941e-05 | 0.075446 | 0.20407 | 0.18711 | 0.1176 | 0.033926 | 0.012019 | 0.0016106 | 0.00014199 | 0.00016163 | 0.00016855
| SPS1 | CH | Cars stock¦Motor Diesel¦Total¦New mild hybrid diesel (60-100 kW) | Million | 0 | 1.495e-05 | 0.00012772 | 0.000253 | 0.00072109 | 0.00077952 | 0.00061991 | 0.00029446 | 0.00019803 | 0.00024717 | 0.00035495 | 0.000481
| SPS1 | CH | Cars stock¦Motor Diesel¦Total¦New mild hybrid diesel (100-140 kW) | Million | 0 | 1.8716e-05 | 8.5933e-05 | 0.0001641 | 0.0025368 | 0.042782 | 0.088041 | 0.10106 | 0.10749 | 0.10848 | 0.10595 | 0.10914
| SPS1 | CH | Cars stock¦Motor Diesel¦Total¦New mild hybrid diesel (>140 kW) | Million | 0 | 1.3034e-05 | 3.8848e-05 | 5.9554e-05 | 0.0001025 | 0.0002149 | 0.00031996 | 0.00054115 | 0.00059525 | 0.00049634 | 0.00031012 | 0.00030637
| SPS1 | CH | Cars stock¦Gas¦Conventional gas ICE existing | Million | 0 | 0 | 0 | 0 | 0 | 0 | 0 | 0 | 0 | 0 | 0 | 0
| SPS1 | CH | Cars stock¦Gas¦New conventionalgas ICE (<60 kW) | Million | 0.00025563 | 0.00019575 | 0.00019792 | 1.2795e-05 | 6.3909e-06 | 5.2131e-06 | 5.0284e-06 | 5.3972e-06 | 5.2666e-06 | 5.6622e-06 | 6.0068e-06 | 6.4481e-06
| SPS1 | CH | Cars stock¦Gas¦New conventional gas ICE (60-100 kW) | Million | 0.0023879 | 0.0023042 | 0.0022779 | 5.4404e-06 | 5.7312e-06 | 6.2215e-06 | 6.1606e-06 | 6.1751e-06 | 6.2574e-06 | 6.4866e-06 | 6.7899e-06 | 7.0095e-06
| SPS1 | CH | Cars stock¦Gas¦New conventional gas ICE (100-140 kW) | Million | 0.00015071 | 0.00015936 | 0.00016118 | 1.655e-05 | 8.2424e-06 | 7.2135e-06 | 7.4936e-06 | 7.4136e-06 | 7.6519e-06 | 7.7163e-06 | 7.8128e-06 | 7.7169e-06
| SPS1 | CH | Cars stock¦Gas¦New conventional gas ICE (>140 kW) | Million | 0.0026074 | 0.0025356 | 0.0023664 | 3.2926e-06 | 7.0174e-06 | 8.5128e-06 | 8.6115e-06 | 8.6824e-06 | 8.8192e-06 | 8.469e-06 | 8.097e-06 | 7.8966e-06
| SPS1 | CH | Urban buses stock | Thousand | 5.6984 | 5.6825 | 5.845 | 6.5999 | 6.8469 | 7.1009 | 7.3743 | 7.6629 | 7.9107 | 8.1755 | 8.508 | 8.8886
| SPS1 | CH | Urban buses stock¦Electricity¦Existing electric urban buses | Thousand | 0.029999 | 0.030232 | 0.018895 | 0 | 0 | 0 | 0 | 0 | 0 | 0 | 0 | 0
| SPS1 | CH | Urban buses stock¦Electricity¦New electric urban buses (Mini) | Thousand | 3.0239e-05 | 0.0055324 | 0.012426 | 2.5635 | 2.6319 | 2.7056 | 2.8209 | 2.9415 | 3.0399 | 3.0744 | 2.2995 | 1.791
| SPS1 | CH | Urban buses stock¦Electricity¦New electric urban buses (Midi) | Thousand | 0.0054926 | 0.0090491 | 0.013973 | 0.75008 | 0.7825 | 0.81497 | 0.84161 | 0.86722 | 0.88721 | 0.90665 | 0.92805 | 0.9305
| SPS1 | CH | Urban buses stock¦Electricity¦New electric urban buses (Maxi) | Thousand | 0.015876 | 0.011456 | 0.013123 | 1.9674 | 1.8806 | 1.7738 | 1.6317 | 1.4851 | 1.3669 | 1.3128 | 2.0662 | 2.5716
| SPS1 | CH | Urban buses stock¦Electricity¦New electric urban buses (Mega) | Thousand | 0.00039942 | 0.00051164 | 0.00068523 | 0.00036324 | 0.00046493 | 0.0005627 | 0.00063165 | 0.00097991 | 0.00079275 | 0.00096575 | 0.0011039 | 0.0017147
| SPS1 | CH | Urban buses stock¦Hydrogen¦New fuel cell urban buses (Mini) | Thousand | 0 | 0 | 0 | 2.6925e-05 | 2.273e-05 | 1.7985e-05 | 1.7368e-05 | 1.0975e-05 | 1.6316e-05 | 2.3123e-05 | 1.3759e-05 | 2.2592e-05
| SPS1 | CH | Urban buses stock¦Hydrogen¦New fuel cell urban buses (Midi) | Thousand | 0 | 0 | 0 | 1.1348e-05 | 1.1348e-05 | 2.3831e-06 | 0 | 0 | 0 | 0 | 0 | 0
| SPS1 | CH | Urban buses stock¦Hydrogen¦New fuel cell urban buses (Maxi) | Thousand | 0 | 0 | 0 | 1.0037e-05 | 0 | 0 | 0 | 0 | 0 | 0 | 0 | 0
| SPS1 | CH | Urban buses stock¦Hydrogen¦New fuel cell urban buses (Mega) | Thousand | 0 | 0 | 0 | 0 | 0 | 0 | 0 | 0 | 0 | 0 | 0 | 0
| SPS1 | CH | Urban buses stock¦Motor Diesel¦Total¦New conventional hybrid diesel urban buses (Mini) | Thousand | 0 | 0.011506 | 0.013045 | 0.0012518 | 0.0030915 | 0.004499 | 0.0091497 | 0.022794 | 0.041282 | 0.13279 | 1.0892 | 1.8
| SPS1 | CH | Urban buses stock¦Motor Diesel¦Total¦New conventional hybrid diesel urban buses (Midi) | Thousand | 0 | 0.0010808 | 0.001752 | 0.0013998 | 0.002257 | 0.0030171 | 0.0051242 | 0.008744 | 0.012707 | 0.019905 | 0.026127 | 0.058354
| SPS1 | CH | Urban buses stock¦Motor Diesel¦Total¦New conventional hybrid diesel urban buses (Maxi) | Thousand | 0 | 0.068998 | 0.9093 | 1.3157 | 1.5459 | 1.7983 | 2.065 | 2.3363 | 2.5616 | 2.7277 | 2.0976 | 1.735
| SPS1 | CH | Urban buses stock¦Motor Diesel¦Total¦New conventional hybrid diesel urban buses (Mega) | Thousand | 0 | 4.5709e-05 | 8.4344e-05 | 7.1625e-05 | 8.0006e-05 | 0.00012897 | 0.00012019 | 0.00016748 | 0.00017371 | 0.00017157 | 0.00025707 | 0.00032716
| SPS1 | CH | Urban buses stock¦Motor Diesel¦Total¦Existing ICE diesel urban buses | Thousand | 4.5678 | 3.6543 | 2.2839 | 0 | 0 | 0 | 0 | 0 | 0 | 0 | 0 | 0
| SPS1 | CH | Urban buses stock¦Motor Diesel¦Total¦New conventional ICE diesel urban buses (Mini) | Thousand | 0.00070464 | 0.63874 | 1.1622 | 5.6023e-05 | 4.3436e-06 | 0 | 0 | 1.0515e-05 | 2.2922e-05 | 2.8657e-05 | 1.306e-05 | 1.9272e-05
| SPS1 | CH | Urban buses stock¦Motor Diesel¦Total¦New conventional ICE diesel urban buses (Midi) | Thousand | 0.18441 | 0.22832 | 0.38643 | 0 | 2.4111e-06 | 0 | 0 | 0 | 0 | 0 | 0 | 0
| SPS1 | CH | Urban buses stock¦Motor Diesel¦Total¦New conventional ICE diesel urban buses (Maxi) | Thousand | 0.80664 | 0.95503 | 0.95551 | 0 | 0 | 0 | 0 | 0 | 0 | 0 | 0 | 0
| SPS1 | CH | Urban buses stock¦Motor Diesel¦Total¦New conventional ICE diesel urban buses (Mega) | Thousand | 0.0034129 | 0.00034736 | 0.00039996 | 0 | 0 | 0 | 0 | 0 | 0 | 0 | 0 | 0
| SPS1 | CH | Urban buses stock¦Motor Gas¦Total¦Existing ICE Gas urban buses | Thousand | 0.083565 | 0.06686 | 0.041788 | 0 | 0 | 0 | 0 | 0 | 0 | 0 | 0 | 0
| SPS1 | CH | Urban buses stock¦Motor Gas¦Total¦New conventional ICE gas urban buses (Mini) | Thousand | 0 | 0.00031127 | 0.0029914 | 2.4618e-05 | 2.7443e-05 | 2.5484e-05 | 3.115e-05 | 3.1788e-05 | 3.575e-05 | 3.7488e-05 | 3.1362e-05 | 4.0829e-05
| SPS1 | CH | Urban buses stock¦Motor Gas¦Total¦New conventional ICE gas urban buses (Midi) | Thousand | 0 | 0.0001444 | 0.028112 | 4.7435e-06 | 2.3379e-06 | 0 | 0 | 0 | 0 | 0 | 0 | 0
| SPS1 | CH | Urban buses stock¦Motor Gas¦Total¦New conventional ICE gas urban buses (Maxi) | Thousand | 0 | 6.5648e-05 | 0.0003819 | 4.4648e-06 | 0 | 0 | 0 | 0 | 0 | 0 | 0 | 0
| SPS1 | CH | Urban buses stock¦Motor Gas¦Total¦New conventional ICE gas urban buses (Mega) | Thousand | 0 | 1.0021e-05 | 3.0921e-05 | 2.0646e-08 | 0 | 0 | 0 | 0 | 0 | 0 | 0 | 0
| SPS1 | CH | Coaches stock | Thousand | 2.8484 | 2.922 | 2.8867 | 2.9273 | 2.9273 | 2.9295 | 2.9396 | 2.9641 | 3.062 | 3.1789 | 3.2678 | 3.3524
| SPS1 | CH | Coaches stock¦Electricity¦Existing electric Coaches | Thousand | 0 | 0 | 0 | 0 | 0 | 0 | 0 | 0 | 0 | 0 | 0 | 0
| SPS1 | CH | Coaches stock¦Electricity¦New electric Coaches (Mini) | Thousand | 0.0020797 | 0.0031086 | 0.0053789 | 1.408 | 1.384 | 1.3798 | 1.369 | 1.3511 | 1.3624 | 1.3599 | 1.3955 | 1.3398
| SPS1 | CH | Coaches stock¦Electricity¦New electric Coaches (Midi) | Thousand | 0.0040856 | 0.0031659 | 0.0049566 | 0.59805 | 0.61859 | 0.61837 | 0.62471 | 0.63637 | 0.62121 | 0.61291 | 0.55402 | 0.53442
| SPS1 | CH | Coaches stock¦Electricity¦New electric Coaches (Maxi) | Thousand | 0.0009747 | 0.0015301 | 0.0020172 | 0.0029396 | 0.0065105 | 0.010633 | 0.015039 | 0.021104 | 0.02497 | 0.03569 | 0.058683 | 0.13365
| SPS1 | CH | Coaches stock¦Electricity¦New electric Coaches (Mega) | Thousand | 0 | 0.00017586 | 0.00034508 | 0.00036241 | 0.00039909 | 0.00061375 | 0.00062541 | 0.00085932 | 0.00083635 | 0.00084015 | 0.0011661 | 0.0015359
| SPS1 | CH | Coaches stock¦Hydrogen¦New fuel cell Coaches (Mini) | Thousand | 0 | 0 | 0 | 1.2182e-05 | 1.2182e-05 | 2.5582e-06 | 0 | 0 | 0 | 0 | 0 | 0
| SPS1 | CH | Coaches stock¦Hydrogen¦New fuel cell Coaches (Midi) | Thousand | 0 | 0 | 0 | 1.2503e-05 | 1.2503e-05 | 2.6256e-06 | 0 | 0 | 0 | 0 | 0 | 0
| SPS1 | CH | Coaches stock¦Hydrogen¦New fuel cell Coaches (Maxi) | Thousand | 0 | 0 | 0 | 1.4022e-05 | 1.0645e-05 | 0 | 0 | 0 | 0 | 0 | 0 | 0
| SPS1 | CH | Coaches stock¦Hydrogen¦New fuel cell Coaches (Mega) | Thousand | 0 | 0 | 0 | 0 | 0 | 0 | 0 | 0 | 0 | 0 | 0 | 0
| SPS1 | CH | Coaches stock¦Motor Diesel¦Total¦New conventional hybrid diesel Coaches (Mini) | Thousand | 0 | 0.0055652 | 0.0072442 | 0.0041992 | 0.025463 | 0.030621 | 0.04737 | 0.084672 | 0.12379 | 0.19568 | 0.20408 | 0.29948
| SPS1 | CH | Coaches stock¦Motor Diesel¦Total¦New conventional hybrid diesel Coaches (Midi) | Thousand | 0 | 0.0010978 | 0.1508 | 0.64971 | 0.63131 | 0.63238 | 0.62936 | 0.62174 | 0.67597 | 0.72344 | 0.81891 | 0.87517
| SPS1 | CH | Coaches stock¦Motor Diesel¦Total¦New conventional hybrid diesel Coaches (Maxi) | Thousand | 0 | 0.00049131 | 0.0065269 | 0.2639 | 0.26085 | 0.25692 | 0.25333 | 0.24803 | 0.25264 | 0.25019 | 0.23507 | 0.168
| SPS1 | CH | Coaches stock¦Motor Diesel¦Total¦New conventional hybrid diesel Coaches (Mega) | Thousand | 0 | 7.6243e-05 | 0.00013976 | 0.00013401 | 0.00011055 | 0.00017966 | 0.0001754 | 0.00023121 | 0.00025763 | 0.00023006 | 0.00033571 | 0.00041629
| SPS1 | CH | Coaches stock¦Motor Diesel¦Total¦Existing ICE diesel Coaches | Thousand | 1.3033 | 1.0427 | 0.65166 | 0 | 0 | 0 | 0 | 0 | 0 | 0 | 0 | 0
| SPS1 | CH | Coaches stock¦Motor Diesel¦Total¦New conventional ICE diesel Coaches (Mini) | Thousand | 0.30581 | 0.85621 | 1.054 | 0 | 4.3754e-06 | 0 | 0 | 0 | 0 | 0 | 0 | 0
| SPS1 | CH | Coaches stock¦Motor Diesel¦Total¦New conventional ICE diesel Coaches (Midi) | Thousand | 0.98784 | 0.78976 | 0.79088 | 0 | 2.892e-06 | 0 | 0 | 0 | 0 | 0 | 0 | 0
| SPS1 | CH | Coaches stock¦Motor Diesel¦Total¦New conventional ICE diesel Coaches (Maxi) | Thousand | 0.2024 | 0.19336 | 0.1937 | 0 | 0 | 0 | 0 | 0 | 0 | 0 | 0 | 0
| SPS1 | CH | Coaches stock¦Motor Diesel¦Total¦New conventional ICE diesel Coaches (Mega) | Thousand | 0.012126 | 0.00044944 | 0.00050187 | 0 | 0 | 0 | 0 | 0 | 0 | 0 | 0 | 0
| SPS1 | CH | Coaches stock¦Motor Gas¦Total¦Existing ICE Gas Coaches | Thousand | 0.029721 | 0.023778 | 0.014861 | 0 | 0 | 0 | 0 | 0 | 0 | 0 | 0 | 0
| SPS1 | CH | Coaches stock¦Motor Gas¦Total¦New conventional ICE gas Coaches (Mini) | Thousand | 0 | 0.00031917 | 0.0022972 | -7.022e-07 | 9.9032e-07 | 0 | 0 | 0 | 0 | 0 | 0 | 0
| SPS1 | CH | Coaches stock¦Motor Gas¦Total¦New conventional ICE gas Coaches (Midi) | Thousand | 0 | 0.00015837 | 0.00091645 | 0 | 3.0945e-07 | 0 | 0 | 0 | 0 | 0 | 0 | 0
| SPS1 | CH | Coaches stock¦Motor Gas¦Total¦New conventional ICE gas Coaches (Maxi) | Thousand | 0 | 9.6181e-05 | 0.00039353 | 1.4495e-06 | 0 | 0 | 0 | 0 | 0 | 0 | 0 | 0
| SPS1 | CH | Coaches stock¦Motor Gas¦Total¦New conventional ICE gas Coaches (Mega) | Thousand | 0 | 2.1807e-05 | 6.3436e-05 | 0 | 0 | 0 | 0 | 0 | 0 | 0 | 0 | 0
| SPS1 | CH | Light duty vehicles stock | Thousand | 393.0103 | 399.4017 | 407.0793 | 419.8778 | 443.9166 | 467.9548 | 487.4923 | 507.0274 | 507.0306 | 507.0272 | 507.0285 | 507.0245
| SPS1 | CH | Light duty vehicles stock¦Electricity¦Existing electric light duty vehicles | Thousand | 1.95 | 1.69 | 1.3 | 0.65 | 0 | 0 | 0 | 0 | 0 | 0 | 0 | 0
| SPS1 | CH | Light duty vehicles stock¦Electricity¦New electric light duty vehicles | Thousand | 1.6989 | 3.7933 | 14.0999 | 58.3643 | 194.0851 | 343.8468 | 355.7479 | 368.4757 | 368.4748 | 368.4751 | 368.4755 | 368.4752
| SPS1 | CH | Light duty vehicles stock¦Hydrogen¦New fuel cell electric light duty vehicles | Thousand | 0 | 0.0027685 | 0.0038094 | 0.00084083 | 0.00079828 | 0.00075962 | 0.00076075 | 0.00072982 | 0.00069676 | 0.000665 | 0.00060185 | 0.002415
| SPS1 | CH | Light duty vehicles stock¦Motor Gasoline¦Total¦Existing gasoline light duty vehicles | Thousand | 39.8298 | 39.8251 | 30.6347 | 15.3173 | 0 | 0 | 0 | 0 | 0 | 0 | 0 | 0
| SPS1 | CH | Light duty vehicles stock¦Motor Gasoline¦Total¦New gasoline light duty vehicles | Thousand | 12.4349 | 14.1712 | 26.5531 | 47.6141 | 69.2521 | 41.3516 | 45.5044 | 50.0743 | 50.1259 | 50.1969 | 50.2442 | 50.1536
| SPS1 | CH | Light duty vehicles stock¦Motor Diesel¦Total¦Existing ICE diesel light duty vehicles | Thousand | 228.67 | 198.4606 | 152.662 | 76.331 | 0 | 0 | 0 | 0 | 0 | 0 | 0 | 0
| SPS1 | CH | Light duty vehicles stock¦Motor Diesel¦Total¦New ICE diesel light duty vehicles | Thousand | 106.1688 | 125.1692 | 125.2602 | 71.0312 | 9.1913 | 9.1144 | 4.9612 | 0.39063 | 0.3389 | 0.26762 | 0.21982 | 0.3093
| SPS1 | CH | Light duty vehicles stock¦Motor Diesel¦Total¦New hybrid diesel light duty vehicles | Thousand | 0 | 14.3892 | 55.0806 | 150.5657 | 171.3846 | 73.6386 | 81.2753 | 88.0833 | 88.0875 | 88.0839 | 88.0854 | 88.081
| SPS1 | CH | Light duty vehicles stock¦Motor Gas¦Total¦New ICE Gas light duty vehicles | Thousand | 2.2578 | 1.9004 | 1.4852 | 0.0033495 | 0.0026751 | 0.0026813 | 0.0027038 | 0.0027956 | 0.0028224 | 0.0028633 | 0.0029498 | 0.0029659
| SPS1 | CH | Heavy duty vehicles stock | Thousand | 41.4684 | 43.0074 | 43.4976 | 45.3978 | 47.3778 | 49.3581 | 51.3635 | 53.3684 | 55.2684 | 57.1941 | 59.2311 | 61.5499
| SPS1 | CH | Heavy duty vehicles stock¦Electricity¦Existing electric heavy duty vehicles | Thousand | 0 | 0 | 0 | 0 | 0 | 0 | 0 | 0 | 0 | 0 | 0 | 0
| SPS1 | CH | Heavy duty vehicles stock¦Electricity¦New electric heavy duty vehicles | Thousand | 0.029529 | 0.022952 | 0.024458 | 0.010001 | 0.0047533 | 0.0090617 | 0.012339 | 0.023013 | 0.033894 | 0.042411 | 0.07788 | 0.22406
| SPS1 | CH | Heavy duty vehicles stock¦Hydrogen¦New fuel cell electric heavy duty vehicles | Thousand | 0.010568 | 0.0031898 | 0.0033152 | 0.0005375 | 0.00052777 | 0.00050722 | 0.00048602 | 0.00046598 | 0.0004446 | 0.00042081 | 0.0004366 | 0.00040145
| SPS1 | CH | Heavy duty vehicles stock¦Motor Gasoline¦Total¦Existing gasoline heavy duty vehicles | Thousand | 0 | 0 | 0 | 0 | 0 | 0 | 0 | 0 | 0 | 0 | 0 | 0
| SPS1 | CH | Heavy duty vehicles stock¦Motor Gasoline¦Total¦New gasoline heavy duty vehicles | Thousand | 0 | 0 | 0 | 0 | 0 | 0 | 0 | 0 | 0 | 0 | 0 | 0
| SPS1 | CH | Heavy duty vehicles stock¦Motor Diesel¦Total¦Existing ICE diesel heavy duty vehicles | Thousand | 29.662 | 19.7747 | 19.7747 | 9.8873 | 0 | 0 | 0 | 0 | 0 | 0 | 0 | 0
| SPS1 | CH | Heavy duty vehicles stock¦Motor Diesel¦Total¦New ICE diesel heavy duty vehicles | Thousand | 11.7129 | 13.7133 | 10.7215 | 0.99028 | 0.0090667 | 0.013108 | 0.011136 | 0.012837 | 0.014211 | 0.012229 | 0.017602 | 0.022891
| SPS1 | CH | Heavy duty vehicles stock¦Motor Diesel¦Total¦New hybrid diesel heavy duty vehicles | Thousand | 0 | 9.4873 | 12.9676 | 34.5036 | 47.3574 | 49.3294 | 51.3335 | 53.3261 | 55.2138 | 57.133 | 59.1291 | 61.2964
| SPS1 | CH | Heavy duty vehicles stock¦Motor Gas¦Total¦New ICE Gas heavy duty vehicles | Thousand | 0.053372 | 0.0059776 | 0.005986 | 0.0059943 | 0.0060015 | 0.006022 | 0.006032 | 0.0060404 | 0.0060584 | 0.0060681 | 0.0060695 | 0.0060894
| SPS1 | CH | Domestic hydrogen production capacity | GW-H2/yr. | 0.00028142 | 0.00031022 | 0.00031417 | 0.00046026 | 0.001547 | 0.0028299 | 0.0029354 | 0.013638 | 0.013006 | 0.049962 | 0.053819 | 0.055136
| SPS1 | CH | Domestic hydrogen production capacity¦Electricity | GW-H2/yr. | 0.00028142 | 0.00031022 | 0.00031417 | 0.00045979 | 0.0015459 | 0.0028284 | 0.0029325 | 0.013214 | 0.012577 | 0.049312 | 0.053152 | 0.05323
| SPS1 | CH | Domestic hydrogen production capacity¦Electricity¦PEM electrolysis small-medium scale | GW-H2/yr. | 0.00028142 | 0.00031022 | 0.00031417 | 0.00045134 | 0.0015014 | 0.0022346 | 0.002195 | 0.012038 | 0.011569 | 0.048029 | 0.051899 | 0.050808
| SPS1 | CH | Domestic hydrogen production capacity¦Electricity¦PEM electrolysis large scale | GW-H2/yr. | 0 | 0 | 0 | 8.4481e-06 | 4.4507e-05 | 0.00014174 | 0.00017243 | 0.00021972 | 0.00019468 | 0.00023627 | 0.00021111 | 0.00042061
| SPS1 | CH | Domestic hydrogen production capacity¦Electricity¦SOEC electrolysis | GW-H2/yr. | 0 | 0 | 0 | 0 | 0 | 0.00045209 | 0.00056507 | 0.00095606 | 0.00081406 | 0.0010465 | 0.0010424 | 0.0020009
| SPS1 | CH | Domestic hydrogen production capacity¦Gas | GW-H2/yr. | 0 | 0 | 0 | 4.6776e-07 | 1.0469e-06 | 1.4884e-06 | 2.8926e-06 | 0.00016911 | 0.00017126 | 0.00026058 | 0.00026319 | 0.00057677
| SPS1 | CH | Domestic hydrogen production capacity¦Gas¦SMR-ATR Reforming | GW-H2/yr. | 0 | 0 | 0 | 4.6776e-07 | 1.0469e-06 | 1.4884e-06 | 2.8926e-06 | 0.00016911 | 0.00017126 | 0.00026058 | 0.00026319 | 0.00057677
| SPS1 | CH | Domestic hydrogen production capacity¦Gas¦SMR-ATR Reforming CCS | GW-H2/yr. | 0 | 0 | 0 | 0 | 0 | 0 | 0 | 0 | 0 | 0 | 0 | 0
| SPS1 | CH | Domestic hydrogen production capacity¦Wood | GW-H2/yr. | 0 | 0 | 0 | 0 | 0 | 0 | 0 | 0.00025579 | 0.00025702 | 0.00038913 | 0.00040317 | 0.001329
| SPS1 | CH | Domestic hydrogen production capacity¦Wood¦Gasification | GW-H2/yr. | 0 | 0 | 0 | 0 | 0 | 0 | 0 | 0.00025579 | 0.00025702 | 0.00038913 | 0.00040317 | 0.001329
| SPS1 | CH | Domestic hydrogen production capacity¦Wood¦Gasification CCS | GW-H2/yr. | 0 | 0 | 0 | 0 | 0 | 0 | 0 | 0 | 0 | 0 | 0 | 0
| SPS1 | CH | Other fuel synthesis capacity | GW-output/yr.
| SPS1 | CH | Other fuel synthesis capacity¦Domestic biodiesel production¦Wood¦Fischer Tropsch | GW-output/yr. | 0.033063 | 0.033046 | 0.032717 | 5.2661e-05 | 3.6722e-05 | 5.1792e-05 | 6.137e-05 | 0.010818 | 0.014789 | 0.024116 | 0.068201 | 0.081878
| SPS1 | CH | Other fuel synthesis capacity¦Domestic biodiesel production¦Wood¦Fischer Tropsch CCS | GW-output/yr. | 0 | 0 | 0 | 0 | 0 | 0 | 0 | 0 | 0 | 0 | 0 | 0
| SPS1 | CH | Other fuel synthesis capacity¦Domestic ethanol production¦Wood¦Ethanol reactor | GW-output/yr. | 0.0069829 | 4.9533e-05 | 4.8969e-05 | 3.0029e-05 | 3.1284e-05 | 2.3391e-05 | 2.3211e-05 | 4.6738e-05 | 4.3927e-05 | 6.988e-05 | 6.1868e-05 | 0.00013109
| SPS1 | CH | Other fuel synthesis capacity¦Domestic ethanol production¦Wood¦Ethanol reactor with CCS | GW-output/yr. | 0 | 0 | 0 | 0 | 0 | 0 | 0 | 0 | 0 | 0 | 0 | 0
| SPS1 | CH | Other fuel synthesis capacity¦Domestic biogas production¦Manure¦Fermentation | GW-output/yr. | 0.049835 | 0.16172 | 0.1624 | 0.1624 | 0.16241 | 0.16242 | 0.16242 | 0.16242 | 0.16242 | 0.16242 | 0.16242 | 0.16243
| SPS1 | CH | Other fuel synthesis capacity¦Domestic biogas production¦Wastes¦Renewable¦Gasification | GW-output/yr. | 0.21267 | 0.21823 | 0.21823 | 0.21749 | 0.21703 | 0.21094 | 0.20487 | 0.1988 | 0.19879 | 0.19879 | 0.19879 | 0.19877
| SPS1 | CH | Other fuel synthesis capacity¦Domestic biogas production¦Wastes¦Renewable¦Gasification CCS | GW-output/yr. | 0 | 0 | 0 | 0 | 0 | 0 | 0 | 0 | 0 | 0 | 0 | 0
| SPS1 | CH | Other fuel synthesis capacity¦Domestic biogas production¦Wastes¦Renewable¦Hydrothermal gasification | GW-output/yr. | 0 | 0 | 0 | 0 | 0 | 3.069e-05 | 3.2239e-05 | 3.8863e-05 | 3.5642e-05 | 4.649e-05 | 4.5581e-05 | 8.7356e-05
| SPS1 | CH | Other fuel synthesis capacity¦Domestic biogas production¦Wastes¦Renewable¦Hydrothermal gasification CCS | GW-output/yr. | 0 | 0 | 0 | 0 | 0 | 0 | 0 | 0 | 0 | 0 | 0 | 0
| SPS1 | CH | Other fuel synthesis capacity¦Domestic biogas production¦Wood¦Gasification | GW-output/yr. | 6.466e-07 | 2.5104e-05 | 2.68e-05 | 2.7022e-05 | 4.5659e-05 | 4.1827e-05 | 4.0896e-05 | 6.4233e-05 | 5.1155e-05 | 7.741e-05 | 6.7286e-05 | 0.00013827
| SPS1 | CH | Other fuel synthesis capacity¦Domestic biogas production¦Wood¦Gasification CCS | GW-output/yr. | 0 | 0 | 0 | 0 | 0 | 0 | 0 | 0 | 0 | 0 | 0 | 0
| SPS1 | CH | Other fuel synthesis capacity¦Biomethane production from biogas upgrade | GW-output/yr. | 0.042409 | 0.11285 | 0.10939 | 0.10397 | 0.10376 | 0.10373 | 0.10373 | 0.10378 | 0.10377 | 0.10381 | 0.10381 | 0.10391
| SPS1 | CH | Other fuel synthesis capacity¦Domestic wood to pellet production¦Pellets | GW-output/yr. | 0.36363 | 0.41483 | 0.41484 | 0.41548 | 0.43523 | 0.46648 | 0.46329 | 0.46994 | 0.46987 | 0.46943 | 0.46414 | 0.45726
| SPS1 | CH | Other fuel synthesis capacity¦Domestic PtG and PtL production¦PtG¦PtG gas | GW-output/yr. | 0 | 0 | 0 | 3.7778e-07 | 8.6645e-07 | 7.4805e-07 | 7.3821e-07 | 1.7407e-06 | 1.8833e-06 | 1.0638e-07 | 3.6404e-06 | 9.7038e-06
| SPS1 | CH | Other fuel synthesis capacity¦Domestic PtG and PtL production¦PtL¦PtL Diesel | GW-output/yr. | 0 | 0 | 0 | 5.6139e-07 | 8.2264e-07 | 1.0504e-06 | 1.0486e-06 | -2.9842e-06 | 1.7763e-06 | 1.7107e-06 | 1.8645e-06 | 9.5826e-06
| SPS1 | CH | Other fuel synthesis capacity¦Domestic PtG and PtL production¦PtL¦PtL Gasoline | GW-output/yr. | 0 | 0 | 0 | 4.8996e-07 | 7.1958e-07 | 4.6396e-07 | 8.2101e-07 | -1.1061e-06 | 1.7603e-06 | 1.3538e-06 | 1.3682e-06 | 8.6805e-06
| SPS1 | CH | Electricity generation capacity additions | GWe/yr. | 0.003509 | 1.3193 | 4.7468 | 4.9103 | 2.6464 | 3.1383 | 7.6221 | 4.8721 | 3.1891 | 3.9318 | 8.5085 | 5.8883
| SPS1 | CH | Electricity generation capacity additions¦Nuclear Fuel | GWe/yr. | 0 | 1.2328 | 0.82264 | 0 | 0 | 0.24839 | 2.1051e-06 | 0.0064848 | 8.152e-05 | 0.0028307 | 0 | 0
| SPS1 | CH | Electricity generation capacity additions¦Nuclear Fuel¦Nuclear power plants | GWe/yr. | 0 | 1.2328 | 0.82264 | 0 | 0 | 0.24839 | 2.1051e-06 | 0.0064848 | 8.152e-05 | 0.0028307 | 0 | 0
| SPS1 | CH | Electricity generation capacity additions¦Hydro | GWe/yr. | 0 | 0.0026504 | 0.0051112 | 0.069518 | 0.067242 | 0.12629 | 4.4426e-06 | 9.0354e-05 | 5.9324e-06 | 0.00036876 | 4.085e-05 | 0.00043283
| SPS1 | CH | Electricity generation capacity additions¦Hydro¦Hydro Large | GWe/yr. | 0 | 0.0020088 | 0.0044244 | 0.06951 | 0.067239 | 0.1262 | 1.7389e-06 | 5.5588e-06 | 2.8131e-06 | 4.7187e-06 | 2.8579e-08 | 1.9945e-08
| SPS1 | CH | Electricity generation capacity additions¦Hydro¦Hydro Run of River | GWe/yr. | 0 | 0.00041739 | 0.00068025 | 4.6742e-06 | 1.6345e-06 | 1.4504e-06 | 2.2134e-06 | 3.9722e-06 | 1.6224e-06 | 4.7995e-06 | 4.0821e-05 | 0.00043281
| SPS1 | CH | Electricity generation capacity additions¦Hydro¦Pump storage | GWe/yr. | 0 | 0.00022426 | 6.5869e-06 | 3.2874e-06 | 1.7489e-06 | 8.5952e-05 | 4.9028e-07 | 8.0823e-05 | 1.497e-06 | 0.00035924 | 0 | 0
| SPS1 | CH | Electricity generation capacity additions¦Oil | GWe/yr. | 0 | 0.0054741 | 0.00011873 | 0.046541 | 0.041132 | 0.016146 | 0.021563 | 0.028118 | 0.03905 | 0.022787 | 0.029636 | 0.022536
| SPS1 | CH | Electricity generation capacity additions¦Oil¦Peak devices | GWe/yr. | 0 | 3.2993e-06 | 0.00011194 | 0.026977 | 0.024314 | 0.0017955 | 5.3716e-05 | 5.1555e-05 | 0.018691 | 0.0020347 | 0.00042779 | 0.0032703
| SPS1 | CH | Electricity generation capacity additions¦Oil¦CHP Oil (for District Heating) | GWe/yr. | 0 | 2.5191e-06 | 2.1046e-06 | 2.3964e-06 | 1.5993e-05 | 8.4237e-05 | 0.00018908 | 0.00016159 | 1.1196e-05 | 0.00020413 | 8.7552e-05 | 0.00048745
| SPS1 | CH | Electricity generation capacity additions¦Oil¦Industrial CHPs oil | GWe/yr. | 0 | 0.0054683 | 4.6849e-06 | 0.019562 | 0.016803 | 0.014266 | 0.02132 | 0.027904 | 0.020349 | 0.020548 | 0.029121 | 0.018779
| SPS1 | CH | Electricity generation capacity additions¦Gas | GWe/yr. | 0 | 0.053545 | 0.0085737 | 0.23727 | 0.25051 | 0.099219 | 0.46413 | 0.16938 | 0.34432 | 0.078491 | 0.2816 | 0.085851
| SPS1 | CH | Electricity generation capacity additions¦Gas¦Gas turbines combined cycle | GWe/yr. | 0 | 0 | 0 | 0 | 0 | 0.0053927 | 0.3643 | 0.085872 | 0.22378 | 4.2052e-05 | 0.12839 | 0
| SPS1 | CH | Electricity generation capacity additions¦Gas¦Gas turbines open cycle | GWe/yr. | 0 | 0 | 0 | 0 | 0.069372 | 7.449e-06 | 8.9239e-06 | 4.7159e-06 | 1.2838e-05 | 2.4334e-05 | 0.02169 | 0
| SPS1 | CH | Electricity generation capacity additions¦Gas¦Gas turbines combined cycle CCS | GWe/yr. | 0 | 0 | 0 | 0 | 0 | 0 | 0 | 0 | 0 | 0 | 0 | 0
| SPS1 | CH | Electricity generation capacity additions¦Gas¦CHP Gas (for District Heating) | GWe/yr. | 0 | 4.2084e-07 | 0.0010713 | 0.04755 | 1.914e-05 | 0.027142 | 3.1546e-05 | 5.2458e-06 | 7.0016e-06 | 0.0013627 | 8.7656e-06 | 8.2604e-05
| SPS1 | CH | Electricity generation capacity additions¦Gas¦CHP Fuel Cell Gas (for District Heating) | GWe/yr. | 0 | 0 | 0 | 0 | 0 | 0.017196 | 0.020654 | 5.3417e-06 | 4.8385e-06 | 0.001308 | 8.1795e-06 | 9.302e-06
| SPS1 | CH | Electricity generation capacity additions¦Gas¦Industrial CHPs gas | GWe/yr. | 0 | 6.0245e-07 | 2.6852e-06 | 0.022919 | 0.0031988 | 7.6637e-06 | 1.3035e-05 | 0.0061814 | 4.4935e-06 | 6.1555e-05 | 0.00076117 | 0.012028
| SPS1 | CH | Electricity generation capacity additions¦Gas¦Industrial CHPs gas (CCS) | GWe/yr. | 0 | 0 | 0 | 0 | 0 | 0 | 0 | 0 | 0 | 0 | 0 | 0
| SPS1 | CH | Electricity generation capacity additions¦Gas¦Industrial CHPs fuel cells (gas reformer) | GWe/yr. | 0 | 0 | 0 | 0.00010574 | 7.8936e-05 | 7.2771e-05 | 0.00010273 | 0.00030458 | 2.3662e-06 | 0.00034382 | 0.00021841 | 0.00065243
| SPS1 | CH | Electricity generation capacity additions¦Gas¦Residential single family CHPs gas | GWe/yr. | 0 | 4.5511e-05 | 0.00011565 | 8.0077e-07 | 0.00063446 | 0.00037427 | 0.00063415 | 0.0004412 | 0.00021867 | 0.00060834 | 0.0076371 | 0.0014887
| SPS1 | CH | Electricity generation capacity additions¦Gas¦Residential single family CHPs fuel cells gas | GWe/yr. | 0 | 0 | 0 | 2.3234e-05 | 6.0277e-05 | 1.349e-06 | 1.2161e-05 | 0.00014078 | 1.3881e-06 | 0.00012483 | 1.7964e-06 | 0.00037061
| SPS1 | CH | Electricity generation capacity additions¦Gas¦Residential multi family CHPs gas | GWe/yr. | 0 | 0.00013395 | 0.000812 | 0.038907 | 0.0022088 | 0.010149 | 0.010833 | 0.030842 | 0.0016792 | 0.0067402 | 0.0064036 | 0.025469
| SPS1 | CH | Electricity generation capacity additions¦Gas¦Residential multi family CHPs fuel cells gas | GWe/yr. | 0 | 0 | 0 | 0.00010263 | 0.0003077 | 1.0087e-05 | 8.6697e-05 | 0.00090035 | 3.5404e-05 | 0.0012746 | 2.1276e-05 | 0.0025982
| SPS1 | CH | Electricity generation capacity additions¦Gas¦Services sectors CHPs (bio)gas | GWe/yr. | 0 | 0.026192 | 0.0065684 | 0.012222 | 0.044083 | 0.02939 | 0.011276 | 0.044084 | 0.026368 | 0.014299 | 0.044636 | 0.029635
| SPS1 | CH | Electricity generation capacity additions¦Gas¦Services sectors CHPs gas | GWe/yr. | 0 | 0.027172 | 3.6121e-06 | 0.11535 | 0.13034 | 0.0094674 | 0.056164 | 0.00013859 | 0.092201 | 0.051765 | 0.071669 | 0.012425
| SPS1 | CH | Electricity generation capacity additions¦Gas¦Services sectors CHPs fuel cells (gas reformer) | GWe/yr. | 0 | 0 | 0 | 9.1188e-05 | 0.00020372 | 8.3147e-06 | 5.0305e-06 | 0.00045994 | 8.1039e-06 | 0.00053708 | 0.00015196 | 0.0010932
| SPS1 | CH | Electricity generation capacity additions¦Wastes | GWe/yr. | 0 | 4.875e-07 | 7.7781e-07 | 0.063247 | 0.10756 | 0.050682 | 0.084113 | 0.072763 | 0.021783 | 0.046287 | 0.10505 | 0.066808
| SPS1 | CH | Electricity generation capacity additions¦Wastes¦Wastes Incineration (electric only) | GWe/yr. | 0 | 1.9874e-07 | 4.5523e-07 | 0.062421 | 0.096169 | 0.030523 | 0.07807 | 0.027758 | 0.021495 | 0.045679 | 0.092523 | 0.047785
| SPS1 | CH | Electricity generation capacity additions¦Wastes¦Wastes Incineration (electric only) CCS | GWe/yr. | 0 | 0 | 0 | 0 | 0 | 0 | 0 | 0 | 0 | 0 | 0 | 0
| SPS1 | CH | Electricity generation capacity additions¦Wastes¦CHP Wastes (for District Heating) | GWe/yr. | 0 | 1.2068e-07 | 1.562e-07 | 5.3224e-07 | 0.0056607 | 0.018956 | 0.0060406 | 0.039636 | 8.8764e-07 | 2.2344e-06 | 0.0076244 | 0.016992
| SPS1 | CH | Electricity generation capacity additions¦Wastes¦CHP Wastes (for District Heating) CCS | GWe/yr. | 0 | 0 | 0 | 0 | 0 | 0 | 0 | 0 | 0 | 0 | 0 | 0
| SPS1 | CH | Electricity generation capacity additions¦Wastes¦Industrial CHPs wastes | GWe/yr. | 0 | 1.6808e-07 | 1.6638e-07 | 0.00082499 | 0.0057265 | 0.0012025 | 2.0871e-06 | 0.0053697 | 0.00028712 | 0.0006051 | 0.0049001 | 0.0020319
| SPS1 | CH | Electricity generation capacity additions¦Wastes¦Industrial CHPs wastes CCS | GWe/yr. | 0 | 0 | 0 | 0 | 0 | 0 | 0 | 0 | 0 | 0 | 0 | 0
| SPS1 | CH | Electricity generation capacity additions¦Wood | GWe/yr. | 0 | 0.017608 | 0.023743 | 0.064017 | 0.039602 | 0.067167 | 0.076211 | 0.079289 | 0.075343 | 0.089217 | 0.088835 | 0.066508
| SPS1 | CH | Electricity generation capacity additions¦Wood¦CHP Wood (for District Heating) | GWe/yr. | 0 | 1.4116e-07 | 0.0002847 | 0.030371 | 0.011118 | 0.014403 | 0.00055677 | 3.6435e-06 | 4.8594e-06 | 0.01512 | 1.5223e-05 | 8.1341e-06
| SPS1 | CH | Electricity generation capacity additions¦Wood¦Biomass with CCS (BECCS) | GWe/yr. | 0 | 0 | 0 | 0 | 0 | 0 | 0 | 0 | 0 | 0 | 0 | 0
| SPS1 | CH | Electricity generation capacity additions¦Wood¦Industrial CHPs wood | GWe/yr. | 0 | 0.017608 | 0.023459 | 0.03301 | 0.028273 | 0.052709 | 0.075097 | 0.077957 | 0.075331 | 0.073433 | 0.088035 | 0.0646
| SPS1 | CH | Electricity generation capacity additions¦Wood¦Industrial CHPs wood (CCS) | GWe/yr. | 0 | 0 | 0 | 0 | 0 | 0 | 0 | 0 | 0 | 0 | 0 | 0
| SPS1 | CH | Electricity generation capacity additions¦Wood¦Residential single family CHPs wood | GWe/yr. | 0 | 0 | 0 | 0.0001201 | 0.00012403 | 2.7151e-05 | 9.433e-05 | 0.00045262 | 1.7089e-06 | 0.00023258 | 0.00012921 | 0.00046289
| SPS1 | CH | Electricity generation capacity additions¦Wood¦Residential multi family CHPs wood | GWe/yr. | 0 | 0 | 0 | 0.00027876 | 8.4288e-05 | 1.7124e-05 | 0.0002367 | 0.00067549 | 3.448e-06 | 9.3256e-05 | 0.00051437 | 0.00078771
| SPS1 | CH | Electricity generation capacity additions¦Wood¦Services sectors CHPs wood | GWe/yr. | 0 | 0 | 0 | 0.00023798 | 2.4984e-06 | 1.0932e-05 | 0.0002259 | 0.00020098 | 1.4469e-06 | 0.00033769 | 0.00014118 | 0.00064914
| SPS1 | CH | Electricity generation capacity additions¦Wind | GWe/yr. | 0 | 0.0071322 | 0.029904 | 0.034445 | 0.021998 | 7.976e-07 | 0.035468 | 0.045081 | 0.011366 | 4.8328e-06 | 0.03608 | 0
| SPS1 | CH | Electricity generation capacity additions¦Wind¦Wind turbines | GWe/yr. | 0 | 0.0071322 | 0.029904 | 0.034445 | 0.021998 | 7.976e-07 | 0.035468 | 0.045081 | 0.011366 | 4.8328e-06 | 0.03608 | 0
| SPS1 | CH | Electricity generation capacity additions¦Solar | GWe/yr. | 0 | 2.3363e-05 | 3.8567 | 4.2613 | 2.1033 | 2.3582 | 6.7546 | 4.3147 | 2.4422 | 3.4733 | 7.6208 | 5.4351
| SPS1 | CH | Electricity generation capacity additions¦Solar¦Solar PV (large scale) | GWe/yr. | 0 | 0 | 0.044926 | 0.023927 | 0.17065 | 0.00039607 | 0.00028414 | 4.0374e-05 | 0.00034425 | 0.017759 | 0.00093354 | 0.21081
| SPS1 | CH | Electricity generation capacity additions¦Solar¦Solar PV (Industry) | GWe/yr. | 0 | 4.9317e-08 | 1.768 | 2.0686e-06 | 0.69053 | 0.80695 | 2.2438 | 0.51996 | 0.80519 | 1.1381 | 2.4839 | 0.77234
| SPS1 | CH | Electricity generation capacity additions¦Solar¦Solar PV (Residential single family) | GWe/yr. | 0 | 1.0868e-05 | 0.79191 | 2.6358 | 0.46161 | 0.75118 | 2.2801 | 2.2176 | 0.71231 | 1.0979 | 2.6018 | 2.5559
| SPS1 | CH | Electricity generation capacity additions¦Solar¦Solar PV (Residential multi family) | GWe/yr. | 0 | 1.2411e-05 | 1.2518 | 1.6015 | 0.25805 | 0.37392 | 1.9125 | 1.5124 | 0.4362 | 0.62021 | 2.1411 | 1.7527
| SPS1 | CH | Electricity generation capacity additions¦Solar¦Solar PV (Services) | GWe/yr. | 0 | 3.4395e-08 | 4.7057e-05 | 4.0911e-06 | 0.52247 | 0.42576 | 0.31804 | 0.064604 | 0.48817 | 0.5993 | 0.39303 | 0.14343
| SPS1 | CH | Electricity generation capacity additions¦Geothermal | GWe/yr. | 0 | 0 | 0 | 0 | 0 | 0.00019307 | 0.00016188 | 6.5254e-07 | 5.5074e-05 | 1.1025e-06 | 0.00043874 | 0
| SPS1 | CH | Electricity generation capacity additions¦Geothermal¦Deep geothermal | GWe/yr. | 0 | 0 | 0 | 0 | 0 | 0.00019307 | 0.00016188 | 6.5254e-07 | 5.5074e-05 | 1.1025e-06 | 0.00043874 | 0
| SPS1 | CH | Electricity generation capacity additions¦Hydrogen | GWe/yr. | 0 | 0 | 0 | 0.00022319 | 0.00033742 | 0.00035343 | 0.00023057 | 0.0016605 | 7.9612e-06 | 0.0051424 | 0.00093281 | 0.0029304
| SPS1 | CH | Electricity generation capacity additions¦Hydrogen¦CHP Fuel Cell Hydrogen (for District Heating) | GWe/yr. | 0 | 0 | 0 | 0 | 0 | 0.00015698 | 2.9814e-05 | 0.00014662 | 3.065e-06 | 0.0020102 | 2.3462e-05 | 0.00042127
| SPS1 | CH | Electricity generation capacity additions¦Hydrogen¦Industrial CHPs fuel cells (hydrogen) | GWe/yr. | 0 | 0 | 0 | 0.00014676 | 0.00022419 | 0.00016352 | 0.00011607 | 0.00094427 | 2.4449e-06 | 0.0021361 | 0.00081994 | 0.001319
| SPS1 | CH | Electricity generation capacity additions¦Hydrogen¦Services sectors CHPs fuel cells (hydrogen) | GWe/yr. | 0 | 0 | 0 | 7.6428e-05 | 0.00011324 | 3.2928e-05 | 8.4685e-05 | 0.00056964 | 2.4512e-06 | 0.00099609 | 8.9415e-05 | 0.0011901
| SPS1 | CH | Electricity generation capacity additions¦Electricity storage (non hydro) | GWe/yr. | 0.003509 | 5.8473e-06 | 1.809e-05 | 0.13377 | 0.014716 | 0.17169 | 0.18561 | 0.15451 | 0.25485 | 0.21339 | 0.34514 | 0.20807
| SPS1 | CH | Electricity generation capacity additions¦Electricity storage (non hydro)¦CAES | GWe/yr. | 0 | 3.2348e-07 | 3.5644e-07 | 3.4865e-07 | 1.408e-06 | 1.7921e-06 | 2.4417e-06 | 1.7979e-06 | 1.0388e-06 | 2.0368e-06 | 1.9875e-06 | 6.1979e-06
| SPS1 | CH | Electricity generation capacity additions¦Electricity storage (non hydro)¦Battery storage large size centralised | GWe/yr. | 0.00058957 | 8.6768e-07 | 3.6721e-06 | 0.00012022 | 0.0012927 | 0.046711 | 0.0043934 | 0.031446 | 0.018395 | 0.017352 | 0.031318 | 0.0095608
| SPS1 | CH | Electricity generation capacity additions¦Electricity storage (non hydro)¦Battery storage medium size centralised | GWe/yr. | 0.00043799 | 6.6151e-07 | 2.6834e-06 | 0.00010263 | 0.0010101 | 0.0082818 | 0.13521 | 0.026379 | 0.16244 | 0.1182 | 0.19317 | 0.149
| SPS1 | CH | Electricity generation capacity additions¦Electricity storage (non hydro)¦Batteries in industry | GWe/yr. | 0.00041395 | 6.6938e-07 | 1.8767e-06 | 0.026668 | 0.00045848 | 0.018711 | 0.0080643 | 0.018813 | 0.011099 | 0.024805 | 0.043822 | 0.0010625
| SPS1 | CH | Electricity generation capacity additions¦Electricity storage (non hydro)¦Batteries in residential single family houses | GWe/yr. | 0.00082553 | 1.3271e-06 | 3.8279e-06 | 0.041105 | 0.003794 | 0.032003 | 0.017614 | 0.027636 | 0.023983 | 0.020588 | 0.028272 | 0.018293
| SPS1 | CH | Electricity generation capacity additions¦Electricity storage (non hydro)¦Batteries in residential multi-family houses | GWe/yr. | 0.00082679 | 1.3288e-06 | 3.7967e-06 | 0.041429 | 0.003904 | 0.040158 | 0.012954 | 0.029509 | 0.024174 | 0.019454 | 0.029393 | 0.017943
| SPS1 | CH | Electricity generation capacity additions¦Electricity storage (non hydro)¦Batteries in Services sector | GWe/yr. | 0.00041512 | 6.6928e-07 | 1.8772e-06 | 0.024348 | 0.0042557 | 0.025823 | 0.0073715 | 0.020728 | 0.014759 | 0.012987 | 0.019159 | 0.012195
| SPS1 | CH | Cars stock additions additions | Million | 0.00032744 | 0.4283 | 1.0445 | 2.3329 | 3.1898 | 2.0344 | 2.4888 | 2.8783 | 2.4382 | 2.3808 | 2.5222 | 2.0416
| SPS1 | CH | Cars stock additions¦Electricity¦Existing battery electric cars | Million | 0 | 0 | 0 | 0 | 0 | 0 | 0 | 0 | 0 | 0 | 0 | 0
| SPS1 | CH | Cars stock additions¦Electricity¦New battery electric cars (<60kW) | Million | 5.9727e-05 | 0.0012629 | 0.00028327 | 0.00028271 | 0.00037017 | 0.038647 | 0.085859 | 0.16426 | 0.089275 | 0.08861 | 0.12447 | 0.0455
| SPS1 | CH | Cars stock additions¦Electricity¦New battery electric cars (60-100 kW) | Million | 7.1297e-05 | 0.00019583 | 0.20052 | 0.60414 | 1.1706 | 0.5463 | 0.72622 | 0.98371 | 0.61232 | 0.65362 | 0.65452 | 0.48624
| SPS1 | CH | Cars stock additions¦Electricity¦New battery electric cars (100-140 kW) | Million | 5.4589e-05 | 0.0025968 | 0.0012561 | 0.18236 | 0.38647 | 0.32964 | 0.27905 | 0.32979 | 0.43323 | 0.42494 | 0.65343 | 0.426
| SPS1 | CH | Cars stock additions¦Electricity¦New battery electric cars (>140 kW) | Million | 0.00014183 | 0.07166 | 0.078511 | 0.16587 | 0.12876 | 0.003601 | 0.13251 | 0.10795 | 0.16431 | 0.11332 | 0.020549 | 0.2485
| SPS1 | CH | Cars stock additions¦Electricity¦New plug-in hybrid gasoline (<60 kW) | Million | 0 | 4.6362e-05 | 4.6005e-05 | 3.4132e-05 | 4.4824e-05 | 5.986e-05 | 9.5601e-05 | 4.3276e-05 | 0.00022926 | 0.00039879 | 0.0004304 | 0.000727
| SPS1 | CH | Cars stock additions¦Electricity¦New plug-in hybrid gasoline (60-100 kW) | Million | 0 | 2.6516e-05 | 0.00010473 | 7.2033e-05 | 0.0001098 | 0.00012049 | 0.00018501 | 5.3827e-05 | 0.00037406 | 0.014835 | 0.019098 | 0.0066642
| SPS1 | CH | Cars stock additions¦Electricity¦New plug-in hybrid gasoline (100-140 kW) | Million | 0 | 0.00033758 | 0.031382 | 0.01252 | 0.030892 | 0.00067544 | 0.016145 | 6.5293e-05 | 0.042056 | 0.0033165 | 0.0015117 | 0.001781
| SPS1 | CH | Cars stock additions¦Electricity¦New plug-in hybrid gasoline (>140 kW) | Million | 0 | 9.8746e-05 | 0.00015278 | 0.00013199 | 0.00028063 | 0.0003225 | 0.00078439 | 6.8697e-05 | 0.027607 | 0.00010133 | 6.124e-05 | 0.11422
| SPS1 | CH | Cars stock additions¦Electricity¦New plug-in hybrid diesel (<60 kW) | Million | 0 | 5.6437e-05 | 5.432e-05 | 5.1153e-05 | 0.00010054 | 0.00022069 | 0.00014232 | 0.00045924 | 4.094e-05 | 1.2901e-05 | 1.3004e-05 | 1.7895e-05
| SPS1 | CH | Cars stock additions¦Electricity¦New plug-in hybrid diesel (60-100 kW) | Million | 0 | 3.8478e-05 | 0.00016033 | 0.000124 | 0.00058007 | 0.00059905 | 0.00035499 | 0.00065895 | 4.0929e-05 | 1.3256e-05 | 1.332e-05 | 1.8499e-05
| SPS1 | CH | Cars stock additions¦Electricity¦New plug-in hybrid diesel (100-140 kW) | Million | 0 | 0.032507 | 0.079278 | 0.31247 | 0.33069 | 0.00084105 | 0.11402 | 0.21206 | 4.4737e-05 | 1.3283e-05 | 1.2812e-05 | 1.9212e-05
| SPS1 | CH | Cars stock additions¦Electricity¦New plug-in hybrid diesel (>140 kW) | Million | 0 | 0.00016638 | 0.00020028 | 0.00024776 | 0.14341 | 0.2428 | 0.16353 | 0.13506 | 0.21509 | 0.2627 | 0.29815 | 0.14162
| SPS1 | CH | Cars stock additions¦Hydrogen¦New fuel cell cars (<60 kW) | Million | 0 | 2.4431e-06 | 1.6584e-06 | 5.2255e-07 | 8.4215e-07 | 1.5183e-06 | 8.3735e-07 | 7.2651e-07 | 5.9857e-07 | 6.2463e-07 | 4.5384e-07 | 4.666e-06
| SPS1 | CH | Cars stock additions¦Hydrogen¦New fuel cell cars (60-100 kW) | Million | 0 | 1.2618e-06 | 9.881e-07 | 5.1683e-07 | 7.1959e-07 | 9.1927e-07 | 7.3846e-07 | 6.9931e-07 | 6.3144e-07 | 7.4834e-07 | 7.0919e-07 | 4.6896e-06
| SPS1 | CH | Cars stock additions¦Hydrogen¦New fuel cell cars (100-140 kW) | Million | 0 | 1.1087e-06 | 7.4959e-07 | 4.4684e-07 | 6.4329e-07 | 7.8607e-07 | 6.9626e-07 | 6.7107e-07 | 6.4449e-07 | 7.8213e-07 | 8.5413e-07 | 4.9206e-06
| SPS1 | CH | Cars stock additions¦Hydrogen¦New fuel cell cars (>140 kW) | Million | 0 | 1.378e-06 | 9.3881e-07 | 5.1546e-07 | 7.5736e-07 | 1.0027e-06 | 8.0288e-07 | 7.5064e-07 | 6.4658e-07 | 7.4578e-07 | 6.5312e-07 | 5.2793e-06
| SPS1 | CH | Cars stock additions¦Motor Gasoline¦Total¦Conventional gasoline hybrid existing | Million | 0 | 0 | 0 | 0 | 0 | 0 | 0 | 0 | 0 | 0 | 0 | 0
| SPS1 | CH | Cars stock additions¦Motor Gasoline¦Total¦New conventional gasoline hybrid (<60 kW) | Million | 0 | 0.00012303 | 0.018226 | 0.0011758 | 0.037567 | 0.043474 | 0.00012215 | 0.00012066 | 0.00062026 | 0.022541 | 0.07894 | 0.028449
| SPS1 | CH | Cars stock additions¦Motor Gasoline¦Total¦New conventional gasoline hybrid (60-100 kW) | Million | 0 | 0.00030876 | 0.010391 | 0.00018432 | 0.085225 | 0.00040045 | 0.00013993 | 0.0001585 | 0.00012593 | 0.00028663 | 0.00036569 | 0.00014113
| SPS1 | CH | Cars stock additions¦Motor Gasoline¦Total¦New conventional gasoline hybrid (100-140 kW) | Million | 0 | 0.16753 | 0.00012943 | 8.9554e-05 | 7.7058e-05 | 9.9494e-05 | 8.3191e-05 | 0.00012054 | 9.8701e-05 | 0.00014364 | 0.00018333 | 9.3921e-05
| SPS1 | CH | Cars stock additions¦Motor Gasoline¦Total¦New conventional gasoline hybrid (>140 kW) | Million | 0 | 0.00011987 | 0.033453 | 0.12034 | 0.04935 | 0.10334 | 0.13288 | 0.15765 | 0.13412 | 0.099153 | 0.069898 | 0.076321
| SPS1 | CH | Cars stock additions¦Motor Gasoline¦Total¦Conventional gasoline ICE existing | Million | 0 | 0 | 0 | 0 | 0 | 0 | 0 | 0 | 0 | 0 | 0 | 0
| SPS1 | CH | Cars stock additions¦Motor Gasoline¦Total¦New conventional gasoline ICE (<60 kW) | Million | 0 | 3.3638e-05 | 0.00011145 | 0.00012767 | 8.2782e-05 | 0.00010288 | 2.6221e-05 | 2.4949e-05 | 1.7596e-05 | 2.7927e-05 | 3.005e-05 | 3.8463e-05
| SPS1 | CH | Cars stock additions¦Motor Gasoline¦Total¦New conventional gasoline ICE (60-100 kW) | Million | 0 | 2.7418e-05 | 0.00099342 | 0.00027274 | 0.00021152 | 0.00014056 | 3.3814e-05 | 3.2753e-05 | 2.3288e-05 | 3.9182e-05 | 4.2084e-05 | 4.7451e-05
| SPS1 | CH | Cars stock additions¦Motor Gasoline¦Total¦New conventional gasoline ICE (100-140 kW) | Million | 0 | 5.302e-05 | 0.064212 | 0.0010956 | 0.0274 | 0.00086784 | 5.074e-05 | 5.0329e-05 | 3.48e-05 | 5.3479e-05 | 5.5115e-05 | 5.5083e-05
| SPS1 | CH | Cars stock additions¦Motor Gasoline¦Total¦New conventional gasoline ICE (>140 kW) | Million | 0 | 3.9061e-05 | 0.28058 | 0.51831 | 0.5775 | 0.45948 | 0.5162 | 0.54938 | 0.46097 | 0.44774 | 0.42911 | 0.3002
| SPS1 | CH | Cars stock additions¦Motor Gasoline¦Total¦New mild hybrid gasoline (<60 kW) | Million | 0 | 3.2148e-05 | 0.018144 | 0.0011242 | 5.7632e-05 | 6.2752e-05 | 3.0146e-05 | 3.2288e-05 | 2.6042e-05 | 7.146e-05 | 0.00020161 | 0.0001197
| SPS1 | CH | Cars stock additions¦Motor Gasoline¦Total¦New mild hybrid gasoline (60-100 kW) | Million | 0 | 1.4891e-05 | 0.00019424 | 0.00012444 | 5.4048e-05 | 5.2938e-05 | 3.2606e-05 | 3.6221e-05 | 2.9548e-05 | 6.2152e-05 | 9.6597e-05 | 5.0571e-05
| SPS1 | CH | Cars stock additions¦Motor Gasoline¦Total¦New mild hybrid gasoline (100-140 kW) | Million | 0 | 1.9029e-05 | 9.5783e-05 | 7.0911e-05 | 4.2352e-05 | 5.0092e-05 | 4.1331e-05 | 5.2177e-05 | 4.4152e-05 | 7.9952e-05 | 0.00012267 | 4.8996e-05
| SPS1 | CH | Cars stock additions¦Motor Gasoline¦Total¦New mild hybrid gasoline (>140 kW) | Million | 0 | 2.8863e-05 | 0.033419 | 0.12032 | 0.049265 | 0.10312 | 0.13268 | 0.079981 | 0.10671 | 0.099027 | 0.069821 | 0.076091
| SPS1 | CH | Cars stock additions¦Motor Diesel¦Total¦Conventional diesel hybrid existing | Million | 0 | 0 | 0 | 0 | 0 | 0 | 0 | 0 | 0 | 0 | 0 | 0
| SPS1 | CH | Cars stock additions¦Motor Diesel¦Total¦New conventional diesel hybrid (<60 kW) | Million | 0 | 0.029467 | 0.076547 | 0.14532 | 0.13566 | 0.049538 | 0.067279 | 0.00014429 | 0.045058 | 0.066314 | 0.00013432 | 8.9954e-05
| SPS1 | CH | Cars stock additions¦Motor Diesel¦Total¦New conventional diesel hybrid (60-100 kW) | Million | 0 | 0.12101 | 0.039113 | 0.00019393 | 0.00094048 | 0.0004235 | 0.00055879 | 0.00019599 | 0.00016137 | 0.00055642 | 0.041709 | 0.0066829
| SPS1 | CH | Cars stock additions¦Motor Diesel¦Total¦New conventional diesel hybrid (100-140 kW) | Million | 0 | 0.00014331 | 9.9265e-05 | 0.00011085 | 0.002498 | 0.041893 | 0.05472 | 0.03113 | 0.048234 | 0.041198 | 0.02945 | 0.038889
| SPS1 | CH | Cars stock additions¦Motor Diesel¦Total¦New conventional diesel hybrid (>140 kW) | Million | 0 | 0.00015737 | 6.2279e-05 | 4.7582e-05 | 0.00012787 | 0.00026772 | 0.0098652 | 0.093241 | 0.0087598 | 0.00020674 | 0.00012928 | 0.0038536
| SPS1 | CH | Cars stock additions¦Motor Diesel¦Total¦Conventional diesel ICE existing | Million | 0 | 0 | 0 | 0 | 0 | 0 | 0 | 0 | 0 | 0 | 0 | 0
| SPS1 | CH | Cars stock additions¦Motor Diesel¦Total¦New conventional diesel ICE (<60 kW) | Million | 0 | 4.0914e-05 | 6.16e-05 | 8.0124e-05 | 0.00014155 | 0.004662 | 2.5371e-05 | 3.7951e-05 | 1.0417e-05 | 6.8441e-06 | 6.595e-06 | 8.3876e-06
| SPS1 | CH | Cars stock additions¦Motor Diesel¦Total¦New conventional diesel ICE (60-100 kW) | Million | 0 | 2.3318e-05 | 5.6933e-05 | 4.3113e-05 | 6.036e-05 | 7.519e-05 | 2.4329e-05 | 4.0566e-05 | 1.1727e-05 | 7.6907e-06 | 7.3698e-06 | 8.6176e-06
| SPS1 | CH | Cars stock additions¦Motor Diesel¦Total¦New conventional diesel ICE (100-140 kW) | Million | 0 | 2.7262e-05 | 3.7149e-05 | 3.018e-05 | 4.0228e-05 | 5.3617e-05 | 2.7397e-05 | 5.7662e-05 | 1.4115e-05 | 8.2407e-06 | 7.7527e-06 | 8.965e-06
| SPS1 | CH | Cars stock additions¦Motor Diesel¦Total¦New conventional diesel ICE (>140 kW) | Million | 0 | 1.0226e-05 | 1.7781e-05 | 1.8185e-05 | 3.2229e-05 | 5.4291e-05 | 2.7457e-05 | 6.1499e-05 | 1.3775e-05 | 7.5058e-06 | 6.7631e-06 | 9.0407e-06
| SPS1 | CH | Cars stock additions¦Motor Diesel¦Total¦New mild hybrid diesel (<60 kW) | Million | 0 | 3.5412e-05 | 0.076431 | 0.14528 | 0.028168 | 0.020147 | 0.00011092 | 5.5436e-05 | 4.4011e-05 | 6.3712e-05 | 6.3231e-05 | 4.1609e-05
| SPS1 | CH | Cars stock additions¦Motor Diesel¦Total¦New mild hybrid diesel (60-100 kW) | Million | 0 | 1.5151e-05 | 0.00011516 | 0.00014955 | 0.00054198 | 0.00023553 | 9.6893e-05 | 7.5598e-05 | 6.3399e-05 | 0.00013705 | 0.00016829 | 0.00017566
| SPS1 | CH | Cars stock additions¦Motor Diesel¦Total¦New mild hybrid diesel (100-140 kW) | Million | 0 | 1.8969e-05 | 6.9209e-05 | 9.4814e-05 | 0.0024685 | 0.041854 | 0.054672 | 0.031063 | 0.048177 | 0.041108 | 0.029343 | 0.038692
| SPS1 | CH | Cars stock additions¦Motor Diesel¦Total¦New mild hybrid diesel (>140 kW) | Million | 0 | 1.321e-05 | 2.6918e-05 | 2.778e-05 | 6.2329e-05 | 0.00014991 | 0.00016614 | 0.00031802 | 0.00021937 | 8.0403e-05 | 5.3343e-05 | 0.00017263
| SPS1 | CH | Cars stock additions¦Gas¦Conventional gas ICE existing | Million | 0 | 0 | 0 | 0 | 0 | 0 | 0 | 0 | 0 | 0 | 0 | 0
| SPS1 | CH | Cars stock additions¦Gas¦New conventionalgas ICE (<60 kW) | Million | 0 | 2.7895e-06 | 2.699e-06 | 6.2228e-07 | 3.1771e-06 | 2.3449e-06 | 1.8841e-06 | 2.546e-06 | 2.148e-06 | 2.0634e-06 | 2.2804e-06 | 2.1308e-06
| SPS1 | CH | Cars stock additions¦Gas¦New conventional gas ICE (60-100 kW) | Million | 0 | 1.6991e-06 | 2.9518e-06 | 7.4253e-07 | 3.7089e-06 | 2.6245e-06 | 2.221e-06 | 2.8305e-06 | 2.4464e-06 | 2.3386e-06 | 2.5585e-06 | 2.1349e-06
| SPS1 | CH | Cars stock additions¦Gas¦New conventional gas ICE (100-140 kW) | Million | 0 | 2.0783e-06 | 2.4472e-06 | 7.9362e-07 | 4.4392e-06 | 2.9402e-06 | 2.6691e-06 | 3.5142e-06 | 2.9713e-06 | 2.6135e-06 | 2.8877e-06 | 2.2391e-06
| SPS1 | CH | Cars stock additions¦Gas¦New conventional gas ICE (>140 kW) | Million | 0 | 2.0941e-06 | 7.0155e-06 | 8.599e-07 | 5.3441e-06 | 3.4641e-06 | 3.0935e-06 | 4.1331e-06 | 3.3394e-06 | 2.6501e-06 | 2.8354e-06 | 2.4354e-06
| SPS1 | CH | Urban buses stock additions | Thousand | 0 | 0.74103 | 1.569 | 5.6975 | 4.9436 | 2.1749 | 3.5039 | 4.0871 | 2.7684 | 4.7563 | 3.5444 | 4.047
| SPS1 | CH | Urban buses stock additions¦Electricity¦Existing electric urban buses | Thousand | 0 | 0 | 0 | 0 | 0 | 0 | 0 | 0 | 0 | 0 | 0 | 0
| SPS1 | CH | Urban buses stock additions¦Electricity¦New electric urban buses (Mini) | Thousand | 0 | 0.005491 | 0.0069185 | 2.5598 | 2.6233 | 0.10161 | 1.3698 | 1.5371 | 0.88687 | 1.4003 | 0.74215 | 0.10478
| SPS1 | CH | Urban buses stock additions¦Electricity¦New electric urban buses (Midi) | Thousand | 0 | 0.0013435 | 0.0048761 | 0.74198 | 0.70729 | 0.10599 | 0.36893 | 0.46212 | 0.25918 | 0.41079 | 0.47138 | 0.18203
| SPS1 | CH | Urban buses stock additions¦Electricity¦New electric urban buses (Maxi) | Thousand | 0 | 0.00075332 | 0.0016336 | 1.9598 | 0.39277 | 1.381 | 0.39733 | 1.0878 | 0.21804 | 1.1472 | 0.91898 | 1.6526
| SPS1 | CH | Urban buses stock additions¦Electricity¦New electric urban buses (Mega) | Thousand | 0 | 0.00022398 | 0.00023015 | 0.00023347 | 0.00040439 | 0.0003991 | 0.00046921 | 0.00067418 | 0.00060677 | 0.0008084 | 0.00081995 | 0.0011937
| SPS1 | CH | Urban buses stock additions¦Hydrogen¦New fuel cell urban buses (Mini) | Thousand | 0 | 0 | 0 | 2.6925e-05 | 1.2331e-05 | 0 | 1.0975e-05 | 0 | 1.1379e-05 | 1.1744e-05 | 0 | 1.4666e-05
| SPS1 | CH | Urban buses stock additions¦Hydrogen¦New fuel cell urban buses (Midi) | Thousand | 0 | 0 | 0 | 1.1348e-05 | 0 | 0 | 0 | 0 | 0 | 0 | 0 | 0
| SPS1 | CH | Urban buses stock additions¦Hydrogen¦New fuel cell urban buses (Maxi) | Thousand | 0 | 0 | 0 | 1.0037e-05 | 0 | 0 | 0 | 0 | 0 | 0 | 0 | 0
| SPS1 | CH | Urban buses stock additions¦Hydrogen¦New fuel cell urban buses (Mega) | Thousand | 0 | 0 | 0 | 0 | 0 | 0 | 0 | 0 | 0 | 0 | 0 | 0
| SPS1 | CH | Urban buses stock additions¦Motor Diesel¦Total¦New conventional hybrid diesel urban buses (Mini) | Thousand | 0 | 0.011506 | 0.0015386 | 0.00058844 | 0.0022708 | 0.0021626 | 0.0058339 | 0.016221 | 0.022436 | 0.10208 | 0.98312 | 0.74809
| SPS1 | CH | Urban buses stock additions¦Motor Diesel¦Total¦New conventional hybrid diesel urban buses (Midi) | Thousand | 0 | 0.0010808 | 0.00067121 | 0.00052075 | 0.0014124 | 0.0014954 | 0.0028965 | 0.0053367 | 0.0060674 | 0.011103 | 0.013949 | 0.036911
| SPS1 | CH | Urban buses stock additions¦Motor Diesel¦Total¦New conventional hybrid diesel urban buses (Maxi) | Thousand | 0 | 0.068998 | 0.8403 | 0.43448 | 1.2161 | 0.58218 | 1.3585 | 0.97779 | 1.3751 | 1.6838 | 0.41383 | 1.3212
| SPS1 | CH | Urban buses stock additions¦Motor Diesel¦Total¦New conventional hybrid diesel urban buses (Mega) | Thousand | 0 | 4.5709e-05 | 3.8636e-05 | 2.948e-05 | 7.2361e-05 | 7.0379e-05 | 8.3696e-05 | 0.000111 | 9.2497e-05 | 0.00014758 | 0.00015628 | 0.00022169
| SPS1 | CH | Urban buses stock additions¦Motor Diesel¦Total¦Existing ICE diesel urban buses | Thousand | 0 | 0 | 0 | 0 | 0 | 0 | 0 | 0 | 0 | 0 | 0 | 0
| SPS1 | CH | Urban buses stock additions¦Motor Diesel¦Total¦New conventional ICE diesel urban buses (Mini) | Thousand | 0 | 0.63791 | 0.52347 | 0 | 0 | 0 | 0 | 1.0515e-05 | 1.2407e-05 | 1.0863e-05 | 0 | 1.1941e-05
| SPS1 | CH | Urban buses stock additions¦Motor Diesel¦Total¦New conventional ICE diesel urban buses (Midi) | Thousand | 0 | 0.010585 | 0.1579 | 0 | 0 | 0 | 0 | 0 | 0 | 0 | 0 | 0
| SPS1 | CH | Urban buses stock additions¦Motor Diesel¦Total¦New conventional ICE diesel urban buses (Maxi) | Thousand | 0 | 0.002529 | 0.00042547 | 0 | 0 | 0 | 0 | 0 | 0 | 0 | 0 | 0
| SPS1 | CH | Urban buses stock additions¦Motor Diesel¦Total¦New conventional ICE diesel urban buses (Mega) | Thousand | 0 | 3.8771e-05 | 3.7236e-05 | 0 | 0 | 0 | 0 | 0 | 0 | 0 | 0 | 0
| SPS1 | CH | Urban buses stock additions¦Motor Gas¦Total¦Existing ICE Gas urban buses | Thousand | 0 | 0 | 0 | 0 | 0 | 0 | 0 | 0 | 0 | 0 | 0 | 0
| SPS1 | CH | Urban buses stock additions¦Motor Gas¦Total¦New conventional ICE gas urban buses (Mini) | Thousand | 0 | 0.00031127 | 0.0026801 | 1.0868e-05 | 1.0396e-05 | 1.2806e-05 | 1.2954e-05 | 1.446e-05 | 1.5463e-05 | 1.4616e-05 | 1.4007e-05 | 1.6958e-05
| SPS1 | CH | Urban buses stock additions¦Motor Gas¦Total¦New conventional ICE gas urban buses (Midi) | Thousand | 0 | 0.0001444 | 0.027967 | 0 | 0 | 0 | 0 | 0 | 0 | 0 | 0 | 0
| SPS1 | CH | Urban buses stock additions¦Motor Gas¦Total¦New conventional ICE gas urban buses (Maxi) | Thousand | 0 | 6.5648e-05 | 0.00031625 | 0 | 0 | 0 | 0 | 0 | 0 | 0 | 0 | 0
| SPS1 | CH | Urban buses stock additions¦Motor Gas¦Total¦New conventional ICE gas urban buses (Mega) | Thousand | 0 | 1.0021e-05 | 2.09e-05 | 0 | 0 | 0 | 0 | 0 | 0 | 0 | 0 | 0
| SPS1 | CH | Coaches stock additions | Thousand | 0 | 0.50807 | 0.36457 | 2.7577 | 1.5222 | 1.1761 | 1.0298 | 1.6002 | 1.0259 | 1.4466 | 1.655 | 0.87242
| SPS1 | CH | Coaches stock additions¦Electricity¦Existing electric Coaches | Thousand | 0 | 0 | 0 | 0 | 0 | 0 | 0 | 0 | 0 | 0 | 0 | 0
| SPS1 | CH | Coaches stock additions¦Electricity¦New electric Coaches (Mini) | Thousand | 0 | 0.0010712 | 0.0024367 | 1.4034 | 1.3483 | 0.029919 | 0.64011 | 0.70077 | 0.37376 | 0.62733 | 0.70205 | 0.21482
| SPS1 | CH | Coaches stock additions¦Electricity¦New electric Coaches (Midi) | Thousand | 0 | 0.0006194 | 0.0017577 | 0.59389 | 0.024393 | 0.4694 | 0.14267 | 0.33336 | 0.22369 | 0.21848 | 0.29593 | 0.091128
| SPS1 | CH | Coaches stock additions¦Electricity¦New electric Coaches (Maxi) | Thousand | 0 | 0.00029776 | 0.00047418 | 0.0017128 | 0.0052209 | 0.0054122 | 0.009551 | 0.011553 | 0.011952 | 0.026617 | 0.032067 | 0.10159
| SPS1 | CH | Coaches stock additions¦Electricity¦New electric Coaches (Mega) | Thousand | 0 | 0.00017586 | 0.00016922 | 0.00021948 | 0.00034217 | 0.00037638 | 0.00043578 | 0.00056523 | 0.00056828 | 0.00069277 | 0.00075337 | 0.0010355
| SPS1 | CH | Coaches stock additions¦Hydrogen¦New fuel cell Coaches (Mini) | Thousand | 0 | 0 | 0 | 1.2182e-05 | 0 | 0 | 0 | 0 | 0 | 0 | 0 | 0
| SPS1 | CH | Coaches stock additions¦Hydrogen¦New fuel cell Coaches (Midi) | Thousand | 0 | 0 | 0 | 1.2503e-05 | 0 | 0 | 0 | 0 | 0 | 0 | 0 | 0
| SPS1 | CH | Coaches stock additions¦Hydrogen¦New fuel cell Coaches (Maxi) | Thousand | 0 | 0 | 0 | 1.4022e-05 | 0 | 0 | 0 | 0 | 0 | 0 | 0 | 0
| SPS1 | CH | Coaches stock additions¦Hydrogen¦New fuel cell Coaches (Mega) | Thousand | 0 | 0 | 0 | 0 | 0 | 0 | 0 | 0 | 0 | 0 | 0 | 0
| SPS1 | CH | Coaches stock additions¦Motor Diesel¦Total¦New conventional hybrid diesel Coaches (Mini) | Thousand | 0 | 0.0055652 | 0.0016957 | 0.0018146 | 0.022797 | 0.0074434 | 0.028129 | 0.054006 | 0.057137 | 0.1109 | 0.08307 | 0.14162
| SPS1 | CH | Coaches stock additions¦Motor Diesel¦Total¦New conventional hybrid diesel Coaches (Midi) | Thousand | 0 | 0.0010978 | 0.1497 | 0.49905 | 0.055737 | 0.47185 | 0.1286 | 0.33196 | 0.28617 | 0.2672 | 0.50103 | 0.19383
| SPS1 | CH | Coaches stock additions¦Motor Diesel¦Total¦New conventional hybrid diesel Coaches (Maxi) | Thousand | 0 | 0.00049131 | 0.0060356 | 0.25758 | 0.065311 | 0.1916 | 0.080157 | 0.16788 | 0.072442 | 0.19519 | 0.039882 | 0.12812
| SPS1 | CH | Coaches stock additions¦Motor Diesel¦Total¦New conventional hybrid diesel Coaches (Mega) | Thousand | 0 | 7.6243e-05 | 6.3515e-05 | 6.4387e-05 | 9.3856e-05 | 0.00010366 | 0.00012165 | 0.00014912 | 0.00014852 | 0.00019155 | 0.00020489 | 0.00027802
| SPS1 | CH | Coaches stock additions¦Motor Diesel¦Total¦Existing ICE diesel Coaches | Thousand | 0 | 0 | 0 | 0 | 0 | 0 | 0 | 0 | 0 | 0 | 0 | 0
| SPS1 | CH | Coaches stock additions¦Motor Diesel¦Total¦New conventional ICE diesel Coaches (Mini) | Thousand | 0 | 0.49694 | 0.19775 | 0 | 0 | 0 | 0 | 0 | 0 | 0 | 0 | 0
| SPS1 | CH | Coaches stock additions¦Motor Diesel¦Total¦New conventional ICE diesel Coaches (Midi) | Thousand | 0 | 0.00075878 | 0.0010487 | 0 | 0 | 0 | 0 | 0 | 0 | 0 | 0 | 0
| SPS1 | CH | Coaches stock additions¦Motor Diesel¦Total¦New conventional ICE diesel Coaches (Maxi) | Thousand | 0 | 0.00032215 | 0.00031295 | 0 | 0 | 0 | 0 | 0 | 0 | 0 | 0 | 0
| SPS1 | CH | Coaches stock additions¦Motor Diesel¦Total¦New conventional ICE diesel Coaches (Mega) | Thousand | 0 | 5.8305e-05 | 5.1657e-05 | 0 | 0 | 0 | 0 | 0 | 0 | 0 | 0 | 0
| SPS1 | CH | Coaches stock additions¦Motor Gas¦Total¦Existing ICE Gas Coaches | Thousand | 0 | 0 | 0 | 0 | 0 | 0 | 0 | 0 | 0 | 0 | 0 | 0
| SPS1 | CH | Coaches stock additions¦Motor Gas¦Total¦New conventional ICE gas Coaches (Mini) | Thousand | 0 | 0.00031917 | 0.001978 | 0 | 0 | 0 | 0 | 0 | 0 | 0 | 0 | 0
| SPS1 | CH | Coaches stock additions¦Motor Gas¦Total¦New conventional ICE gas Coaches (Midi) | Thousand | 0 | 0.00015837 | 0.00075808 | 0 | 0 | 0 | 0 | 0 | 0 | 0 | 0 | 0
| SPS1 | CH | Coaches stock additions¦Motor Gas¦Total¦New conventional ICE gas Coaches (Maxi) | Thousand | 0 | 9.6181e-05 | 0.00029735 | 0 | 0 | 0 | 0 | 0 | 0 | 0 | 0 | 0
| SPS1 | CH | Coaches stock additions¦Motor Gas¦Total¦New conventional ICE gas Coaches (Mega) | Thousand | 0 | 2.1807e-05 | 4.1629e-05 | 0 | 0 | 0 | 0 | 0 | 0 | 0 | 0 | 0
| SPS1 | CH | Light duty vehicles stock additions | Thousand | 1.2648e-05 | 15.6576 | 63.4732 | 170.2019 | 241.1954 | 191.0177 | 171.4125 | 270.3639 | 159.5637 | 208.9445 | 269.8219 | 96.1942
| SPS1 | CH | Light duty vehicles stock additions¦Electricity¦Existing electric light duty vehicles | Thousand | 0 | 0 | 0 | 0 | 0 | 0 | 0 | 0 | 0 | 0 | 0 | 0
| SPS1 | CH | Light duty vehicles stock additions¦Electricity¦New electric light duty vehicles | Thousand | 0 | 1.2015 | 10.3064 | 45.2336 | 143.5711 | 190.7767 | 90.528 | 212.7789 | 114.9754 | 144.4838 | 203.6271 | 67.3416
| SPS1 | CH | Light duty vehicles stock additions¦Hydrogen¦New fuel cell electric light duty vehicles | Thousand | 0 | 0.0027685 | 0.0010409 | 0.00029541 | 0.00034253 | 0.00035505 | 0.00028186 | 0.00033814 | 0.00027091 | 0.00026457 | 0.00032771 | 0.0019087
| SPS1 | CH | Light duty vehicles stock additions¦Motor Gasoline¦Total¦Existing gasoline light duty vehicles | Thousand | 0 | 0 | 0 | 0 | 0 | 0 | 0 | 0 | 0 | 0 | 0 | 0
| SPS1 | CH | Light duty vehicles stock additions¦Motor Gasoline¦Total¦New gasoline light duty vehicles | Thousand | 0 | 0.049202 | 12.3819 | 27.4899 | 35.4184 | 0.1604 | 26.9792 | 23.0403 | 14.9501 | 23.4423 | 24.1539 | 10.1794
| SPS1 | CH | Light duty vehicles stock additions¦Motor Diesel¦Total¦Existing ICE diesel light duty vehicles | Thousand | 0 | 0 | 0 | 0 | 0 | 0 | 0 | 0 | 0 | 0 | 0 | 0
| SPS1 | CH | Light duty vehicles stock additions¦Motor Diesel¦Total¦New ICE diesel light duty vehicles | Thousand | 0 | 0.013319 | 0.090954 | 0.08584 | 9.0588 | 0.037568 | 0.22652 | 0.1513 | 0.085738 | 0.10441 | 0.10024 | 0.13867
| SPS1 | CH | Light duty vehicles stock additions¦Motor Diesel¦Total¦New hybrid diesel light duty vehicles | Thousand | 0 | 14.3892 | 40.6914 | 97.3916 | 53.145 | 0.041658 | 53.6774 | 34.3917 | 29.5512 | 40.9124 | 41.9388 | 18.532
| SPS1 | CH | Light duty vehicles stock additions¦Motor Gas¦Total¦New ICE Gas light duty vehicles | Thousand | 1.2648e-05 | 0.0016123 | 0.001565 | 0.00067462 | 0.0016116 | 0.00096709 | 0.0010681 | 0.0014036 | 0.00099845 | 0.0012083 | 0.0015646 | 0.00072841
| SPS1 | CH | Heavy duty vehicles stock additions | Thousand | 0 | 9.4909 | 3.4889 | 29.0905 | 39.8336 | 17.1029 | 42.4955 | 24.6898 | 37.2029 | 47.5461 | 26.7578 | 43.492
| SPS1 | CH | Heavy duty vehicles stock additions¦Electricity¦Existing electric heavy duty vehicles | Thousand | 0 | 0 | 0 | 0 | 0 | 0 | 0 | 0 | 0 | 0 | 0 | 0
| SPS1 | CH | Heavy duty vehicles stock additions¦Electricity¦New electric heavy duty vehicles | Thousand | 0 | 0.0015253 | 0.0022156 | 0.0027579 | 0.0040381 | 0.0057918 | 0.0093361 | 0.016712 | 0.021666 | 0.036795 | 0.05275 | 0.18848
| SPS1 | CH | Heavy duty vehicles stock additions¦Hydrogen¦New fuel cell electric heavy duty vehicles | Thousand | 0 | 0.00017743 | 0.00013295 | 0.00017126 | 0.00048336 | 0.00025484 | 0.00035388 | 0.00022715 | 0.00027839 | 0.00034862 | 0.00022494 | 0.00024965
| SPS1 | CH | Heavy duty vehicles stock additions¦Motor Gasoline¦Total¦Existing gasoline heavy duty vehicles | Thousand | 0 | 0 | 0 | 0 | 0 | 0 | 0 | 0 | 0 | 0 | 0 | 0
| SPS1 | CH | Heavy duty vehicles stock additions¦Motor Gasoline¦Total¦New gasoline heavy duty vehicles | Thousand | 0 | 0 | 0 | 0 | 0 | 0 | 0 | 0 | 0 | 0 | 0 | 0
| SPS1 | CH | Heavy duty vehicles stock additions¦Motor Diesel¦Total¦Existing ICE diesel heavy duty vehicles | Thousand | 0 | 0 | 0 | 0 | 0 | 0 | 0 | 0 | 0 | 0 | 0 | 0
| SPS1 | CH | Heavy duty vehicles stock additions¦Motor Diesel¦Total¦New ICE diesel heavy duty vehicles | Thousand | 0 | 0.0014131 | 0.0054799 | 0.0059584 | 0.0075215 | 0.0070178 | 0.0074977 | 0.0077767 | 0.0085206 | 0.010019 | 0.010759 | 0.01563
| SPS1 | CH | Heavy duty vehicles stock additions¦Motor Diesel¦Total¦New hybrid diesel heavy duty vehicles | Thousand | 0 | 9.4873 | 3.4803 | 29.0771 | 39.8167 | 17.0877 | 42.4733 | 24.6624 | 37.1684 | 47.4939 | 26.6914 | 43.2834
| SPS1 | CH | Heavy duty vehicles stock additions¦Motor Gas¦Total¦New ICE Gas heavy duty vehicles | Thousand | 0 | 0.00042127 | 0.00079174 | 0.0044671 | 0.0048431 | 0.0021096 | 0.0049382 | 0.0027078 | 0.0040771 | 0.0050108 | 0.0026589 | 0.004295
| SPS1 | CH | Space and water heat boiler capacity additions in Residential sector | GWth/yr. | 0.00040268 | 0.76345 | 0.42455 | 0.3283 | 7.1381 | 3.2459 | 0.45415 | 6.4428 | 2.4947 | 0.61256 | 5.6375 | 1.7584
| SPS1 | CH | Space and water heat boiler capacity additions in Residential sector¦Space heating | GWth/yr. | 0.00039238 | 0.60569 | 0.15292 | 0.24798 | 6.1902 | 2.5705 | 0.31565 | 5.5706 | 1.8666 | 0.43589 | 4.7544 | 1.2102
| SPS1 | CH | Space and water heat boiler capacity additions in Residential sector¦Space heating¦Electricty | GWth/yr. | 2.0944e-06 | 0.30963 | 0.14573 | 0.1718 | 1.7625 | 0.78105 | 0.20241 | 1.572 | 0.58061 | 0.26709 | 1.4763 | 0.67017
| SPS1 | CH | Space and water heat boiler capacity additions in Residential sector¦Space heating¦Electricty¦Electric boiler | GWth/yr. | 1.4619e-06 | 0.03674 | 3.1683e-06 | 5.1238e-06 | 0.24701 | 0.12184 | 0.032707 | 0.035646 | 0.0002908 | 0.018478 | 0.028054 | 0.0014664
| SPS1 | CH | Space and water heat boiler capacity additions in Residential sector¦Space heating¦Electricty¦Heat pump electric | GWth/yr. | 6.3254e-07 | 0.27289 | 0.14573 | 0.1718 | 1.5155 | 0.65921 | 0.16971 | 1.5364 | 0.58032 | 0.24861 | 1.4482 | 0.6687
| SPS1 | CH | Space and water heat boiler capacity additions in Residential sector¦Space heating¦Oil | GWth/yr. | 0 | 2.6821e-07 | 3.3026e-07 | 6.9369e-07 | 1.5601 | 0.73119 | 1.9723e-06 | 1.1518 | 0.49045 | 4.1472e-06 | 0.56935 | 5.3011e-06
| SPS1 | CH | Space and water heat boiler capacity additions in Residential sector¦Space heating¦Oil¦Light fuel oil boiler | GWth/yr. | 0 | 2.6821e-07 | 3.3026e-07 | 6.9369e-07 | 1.5601 | 0.73119 | 1.9723e-06 | 1.1518 | 0.49045 | 4.1472e-06 | 0.56935 | 5.3011e-06
| SPS1 | CH | Space and water heat boiler capacity additions in Residential sector¦Space heating¦Gas | GWth/yr. | 7.5459e-08 | 0.22861 | 0.0011275 | 0.06538 | 2.3175 | 0.81389 | 0.081298 | 2.4188 | 0.59854 | 0.12962 | 2.3263 | 0.41351
| SPS1 | CH | Space and water heat boiler capacity additions in Residential sector¦Space heating¦Gas¦Gas boiler | GWth/yr. | 0 | 0.22861 | 4.3228e-06 | 0.065374 | 2.1263 | 0.64453 | 2.5591e-05 | 2.0158 | 0.39928 | 7.5427e-06 | 1.6505 | 0.20536
| SPS1 | CH | Space and water heat boiler capacity additions in Residential sector¦Space heating¦Gas¦Heat pump gas | GWth/yr. | 7.5459e-08 | 8.0684e-07 | 0.0011231 | 5.9892e-06 | 0.19116 | 0.16936 | 0.081273 | 0.40302 | 0.19926 | 0.12961 | 0.67578 | 0.20815
| SPS1 | CH | Space and water heat boiler capacity additions in Residential sector¦Space heating¦Coal | GWth/yr. | 0 | 0 | 0 | 0 | 0 | 0 | 0 | 0 | 0 | 0 | 0 | 0
| SPS1 | CH | Space and water heat boiler capacity additions in Residential sector¦Space heating¦Coal¦Coal boiler | GWth/yr. | 0 | 0 | 0 | 0 | 0 | 0 | 0 | 0 | 0 | 0 | 0 | 0
| SPS1 | CH | Space and water heat boiler capacity additions in Residential sector¦Space heating¦Wood | GWth/yr. | 0.00015324 | 0.0084667 | 0.0057541 | 6.299e-06 | 0.2806 | 0.12689 | 0.01718 | 0.15555 | 0.094616 | 0.0050478 | 0.12884 | 0.0099314
| SPS1 | CH | Space and water heat boiler capacity additions in Residential sector¦Space heating¦Wood¦Wood boiler | GWth/yr. | 0.00015324 | 0.0084667 | 0.0057541 | 6.299e-06 | 0.2806 | 0.12689 | 0.01718 | 0.15555 | 0.094616 | 0.0050478 | 0.12884 | 0.0099314
| SPS1 | CH | Space and water heat boiler capacity additions in Residential sector¦Space heating¦Pellets | GWth/yr. | 8.4054e-05 | 0.035954 | 7.5824e-05 | 0.010768 | 0.17722 | 0.079394 | 0.014733 | 0.18116 | 0.072198 | 0.028451 | 0.17133 | 0.081609
| SPS1 | CH | Space and water heat boiler capacity additions in Residential sector¦Space heating¦Pellets¦Pellets boiler | GWth/yr. | 8.4054e-05 | 0.035954 | 7.5824e-05 | 0.010768 | 0.17722 | 0.079394 | 0.014733 | 0.18116 | 0.072198 | 0.028451 | 0.17133 | 0.081609
| SPS1 | CH | Space and water heat boiler capacity additions in Residential sector¦Space heating¦Solar | GWth/yr. | 0.00015292 | 0.023031 | 0.00023184 | 2.3952e-05 | 0.092255 | 0.038109 | 2.5294e-05 | 0.091186 | 0.030226 | 0.0056777 | 0.082303 | 0.035017
| SPS1 | CH | Space and water heat boiler capacity additions in Residential sector¦Space heating¦Solar¦Solar thermal | GWth/yr. | 0.00015292 | 0.023031 | 0.00023184 | 2.3952e-05 | 0.092255 | 0.038109 | 2.5294e-05 | 0.091186 | 0.030226 | 0.0056777 | 0.082303 | 0.035017
| SPS1 | CH | Space and water heat boiler capacity additions in Residential sector¦Space heating¦Hydrogen | GWth/yr. | 0 | 0 | 0 | 0 | 0 | 0 | 0 | 0 | 0 | 0 | 0 | 0
| SPS1 | CH | Space and water heat boiler capacity additions in Residential sector¦Space heating¦Hydrogen¦Hydrogen boiler | GWth/yr. | 0 | 0 | 0 | 0 | 0 | 0 | 0 | 0 | 0 | 0 | 0 | 0
| SPS1 | CH | Space and water heat boiler capacity additions in Residential sector¦Water heating | GWth/yr. | 1.0294e-05 | 0.15777 | 0.27163 | 0.080321 | 0.94792 | 0.67533 | 0.1385 | 0.87226 | 0.62804 | 0.17667 | 0.88308 | 0.54819
| SPS1 | CH | Space and water heat boiler capacity additions in Residential sector¦Water heating¦Electricty | GWth/yr. | 1.0294e-05 | 0.068055 | 0.091376 | 0.072056 | 0.44352 | 0.27472 | 0.099153 | 0.32679 | 0.30253 | 0.12738 | 0.26054 | 0.34934
| SPS1 | CH | Space and water heat boiler capacity additions in Residential sector¦Water heating¦Electricty¦Electric boiler | GWth/yr. | 8.2219e-06 | 0.03528 | 2.0292e-06 | 1.2683e-06 | 0.14912 | 0.099391 | 5.2294e-06 | 0.030096 | 5.3746e-06 | 0.0052747 | 0.02106 | 0.00018546
| SPS1 | CH | Space and water heat boiler capacity additions in Residential sector¦Water heating¦Electricty¦Heat pump electric | GWth/yr. | 2.0717e-06 | 0.032774 | 0.091374 | 0.072055 | 0.29441 | 0.17532 | 0.099147 | 0.2967 | 0.30253 | 0.12211 | 0.23948 | 0.34915
| SPS1 | CH | Space and water heat boiler capacity additions in Residential sector¦Water heating¦Oil | GWth/yr. | 0 | 1.513e-07 | 1.1201e-07 | 1.7543e-07 | 1.442e-06 | 0.00039199 | 9.8757e-06 | 0 | 0.00044128 | 0.00033422 | 1.7027e-05 | 0.0014508
| SPS1 | CH | Space and water heat boiler capacity additions in Residential sector¦Water heating¦Oil¦Light fuel oil boiler | GWth/yr. | 0 | 1.513e-07 | 1.1201e-07 | 1.7543e-07 | 1.442e-06 | 0.00039199 | 9.8757e-06 | 0 | 0.00044128 | 0.00033422 | 1.7027e-05 | 0.0014508
| SPS1 | CH | Space and water heat boiler capacity additions in Residential sector¦Water heating¦Gas | GWth/yr. | 0 | 9.2723e-07 | 0.18025 | 0.0082592 | 0.42201 | 0.29947 | 0.038996 | 0.47588 | 0.23977 | 0.046758 | 0.53733 | 0.15055
| SPS1 | CH | Space and water heat boiler capacity additions in Residential sector¦Water heating¦Gas¦Gas boiler | GWth/yr. | 0 | 7.0135e-07 | 0.18003 | 0.0082552 | 0.38811 | 0.24468 | 0.0062287 | 0.36632 | 0.17581 | 4.397e-05 | 0.346 | 0.087059
| SPS1 | CH | Space and water heat boiler capacity additions in Residential sector¦Water heating¦Gas¦Heat pump gas | GWth/yr. | 0 | 2.2588e-07 | 0.00022363 | 3.9551e-06 | 0.033903 | 0.054781 | 0.032767 | 0.10956 | 0.06396 | 0.046714 | 0.19133 | 0.063489
| SPS1 | CH | Space and water heat boiler capacity additions in Residential sector¦Water heating¦Coal | GWth/yr. | 0 | 0 | 0 | 0 | 0 | 0 | 0 | 0 | 0 | 0 | 0 | 0
| SPS1 | CH | Space and water heat boiler capacity additions in Residential sector¦Water heating¦Coal¦Coal boiler | GWth/yr. | 0 | 0 | 0 | 0 | 0 | 0 | 0 | 0 | 0 | 0 | 0 | 0
| SPS1 | CH | Space and water heat boiler capacity additions in Residential sector¦Water heating¦Wood | GWth/yr. | 0 | 0.0051152 | 1.2842e-07 | 7.4935e-07 | 0.0055504 | 0.0090649 | 1.2075e-06 | 0.0017443 | 0.0071112 | 8.9989e-06 | 0.0029171 | 0.0021859
| SPS1 | CH | Space and water heat boiler capacity additions in Residential sector¦Water heating¦Wood¦Wood boiler | GWth/yr. | 0 | 0.0051152 | 1.2842e-07 | 7.4935e-07 | 0.0055504 | 0.0090649 | 1.2075e-06 | 0.0017443 | 0.0071112 | 8.9989e-06 | 0.0029171 | 0.0021859
| SPS1 | CH | Space and water heat boiler capacity additions in Residential sector¦Water heating¦Pellets | GWth/yr. | 0 | 0.0019531 | 1.5529e-07 | 3.1456e-07 | 0.0055256 | 0.0041575 | 0.0001688 | 0.0057018 | 0.0036258 | 0.00090524 | 0.0058343 | 0.003524
| SPS1 | CH | Space and water heat boiler capacity additions in Residential sector¦Water heating¦Pellets¦Pellets boiler | GWth/yr. | 0 | 0.0019531 | 1.5529e-07 | 3.1456e-07 | 0.0055256 | 0.0041575 | 0.0001688 | 0.0057018 | 0.0036258 | 0.00090524 | 0.0058343 | 0.003524
| SPS1 | CH | Space and water heat boiler capacity additions in Residential sector¦Water heating¦Solar | GWth/yr. | 0 | 0.082643 | 1.0256e-06 | 4.2596e-06 | 0.0713 | 0.087539 | 0.00016917 | 0.062133 | 0.074558 | 0.0012782 | 0.076443 | 0.041136
| SPS1 | CH | Space and water heat boiler capacity additions in Residential sector¦Water heating¦Solar¦Solar thermal | GWth/yr. | 0 | 0.082643 | 1.0256e-06 | 4.2596e-06 | 0.0713 | 0.087539 | 0.00016917 | 0.062133 | 0.074558 | 0.0012782 | 0.076443 | 0.041136
| SPS1 | CH | Space and water heat boiler capacity additions in Residential sector¦Water heating¦Hydrogen | GWth/yr. | 0 | 0 | 0 | 0 | 0 | 0 | 0 | 0 | 0 | 0 | 0 | 0
| SPS1 | CH | Space and water heat boiler capacity additions in Residential sector¦Water heating¦Hydrogen¦Hydrogen boiler | GWth/yr. | 0 | 0 | 0 | 0 | 0 | 0 | 0 | 0 | 0 | 0 | 0 | 0
| SPS1 | CH | Process and space heating capacity additions in industry sectors | GWth/yr. | 0.00040431 | 0.3074 | 0.12031 | 0.22519 | 2.159 | 1.1663 | 0.3355 | 1.9417 | 0.89031 | 0.69903 | 1.6163 | 0.94454
| SPS1 | CH | Process and space heating capacity additions in industry sectors¦Electricity | GWth/yr. | 0 | 0.23539 | 0.11722 | 0.17519 | 0.76625 | 0.5236 | 0.23975 | 0.72549 | 0.44692 | 0.39876 | 0.71688 | 0.45068
| SPS1 | CH | Process and space heating capacity additions in industry sectors¦Electricity¦Electric boiler | GWth/yr. | 0 | 0.21934 | 0.0003862 | 0.051905 | 0.58343 | 0.34859 | 0.11543 | 0.54357 | 0.28209 | 0.20429 | 0.51616 | 0.30699
| SPS1 | CH | Process and space heating capacity additions in industry sectors¦Electricity¦Heat pump electric | GWth/yr. | 0 | 0.016052 | 0.11683 | 0.12328 | 0.18282 | 0.17501 | 0.12432 | 0.18191 | 0.16483 | 0.19447 | 0.20072 | 0.14369
| SPS1 | CH | Process and space heating capacity additions in industry sectors¦Oil | GWth/yr. | 0.00040431 | 0.011392 | 2.943e-05 | 4.3172e-05 | 0.16353 | 0.003597 | 6.1243e-05 | 0.017425 | 0.00061411 | 0.00028258 | 0.014364 | 0.0057836
| SPS1 | CH | Process and space heating capacity additions in industry sectors¦Oil¦Light fuel boiler | GWth/yr. | 0 | 0.011372 | 1.796e-05 | 2.8786e-05 | 0.16345 | 0.0035783 | 2.665e-05 | 0.01741 | 0.00059306 | 0.00026562 | 0.01435 | 0.0057744
| SPS1 | CH | Process and space heating capacity additions in industry sectors¦Oil¦Heavy fuel boiler | GWth/yr. | 0.00040431 | 2.0021e-05 | 1.147e-05 | 1.4386e-05 | 7.7307e-05 | 1.8672e-05 | 3.4594e-05 | 1.4102e-05 | 2.1045e-05 | 1.6961e-05 | 1.4297e-05 | 9.2092e-06
| SPS1 | CH | Process and space heating capacity additions in industry sectors¦Gas | GWth/yr. | 0 | 0.00012233 | 0.0029719 | 0.0058837 | 0.83636 | 0.38233 | 0.0054079 | 0.76026 | 0.15554 | 0.18027 | 0.48597 | 0.21547
| SPS1 | CH | Process and space heating capacity additions in industry sectors¦Gas¦Gas boiler | GWth/yr. | 0 | 2.7113e-05 | 5.3509e-05 | 2.076e-05 | 0.83411 | 0.37712 | 3.9062e-05 | 0.75779 | 0.15061 | 0.00026166 | 0.48242 | 0.21139
| SPS1 | CH | Process and space heating capacity additions in industry sectors¦Gas¦Heat pump gas | GWth/yr. | 0 | 9.5215e-05 | 0.0029184 | 0.0058629 | 0.0022472 | 0.0052187 | 0.0053689 | 0.0024757 | 0.0049303 | 0.18001 | 0.0035532 | 0.0040819
| SPS1 | CH | Process and space heating capacity additions in industry sectors¦Gas¦Biogas boiler | GWth/yr. | 0 | 0.013535 | 0.011149 | 0.052101 | 0.093769 | 0.21591 | 0.00029854 | 0.12688 | 0.14926 | 0.027044 | 0.17219 | 0.16191
| SPS1 | CH | Process and space heating capacity additions in industry sectors¦Coal | GWth/yr. | 0 | 5.2314e-06 | 7.8373e-06 | 1.0231e-05 | 6.679e-05 | 3.1941e-05 | 5.1908e-05 | 0.000211 | 1.0899e-05 | 9.805e-05 | 3.4164e-05 | 0.00014582
| SPS1 | CH | Process and space heating capacity additions in industry sectors¦Coal¦Coal boiler | GWth/yr. | 0 | 5.2314e-06 | 7.8373e-06 | 1.0231e-05 | 6.679e-05 | 3.1941e-05 | 5.1908e-05 | 0.000211 | 1.0899e-05 | 9.805e-05 | 3.4164e-05 | 0.00014582
| SPS1 | CH | Process and space heating capacity additions in industry sectors¦Wood | GWth/yr. | 0 | 0.052671 | 2.2739e-05 | 0.036983 | 0.27669 | 0.14454 | 0.0825 | 0.31452 | 0.17159 | 0.10731 | 0.24475 | 0.18422
| SPS1 | CH | Process and space heating capacity additions in industry sectors¦Wood¦Wood boiler | GWth/yr. | 0 | 0.052671 | 2.2739e-05 | 0.036983 | 0.27669 | 0.14454 | 0.0825 | 0.31452 | 0.17159 | 0.10731 | 0.24475 | 0.18422
| SPS1 | CH | Process and space heating capacity additions in industry sectors¦Pellets | GWth/yr. | 0 | 0.0051671 | 5.8159e-05 | 0.0070269 | 0.024151 | 0.0096876 | 0.0050604 | 0.025284 | 0.008547 | 0.0049049 | 0.025136 | 0.010414
| SPS1 | CH | Process and space heating capacity additions in industry sectors¦Pellets¦Pellet boiler | GWth/yr. | 0 | 0.0051671 | 5.8159e-05 | 0.0070269 | 0.024151 | 0.0096876 | 0.0050604 | 0.025284 | 0.008547 | 0.0049049 | 0.025136 | 0.010414
| SPS1 | CH | Process and space heating capacity additions in industry sectors¦Wastes | GWth/yr. | 0 | 3.4131e-06 | 2.4633e-06 | 5.7063e-06 | 0.083197 | 0.098521 | 0.0026165 | 0.0869 | 0.10203 | 0.00034559 | 0.11699 | 0.07286
| SPS1 | CH | Process and space heating capacity additions in industry sectors¦Wastes¦Wastes boiler | GWth/yr. | 0 | 3.4131e-06 | 2.4633e-06 | 5.7063e-06 | 0.083197 | 0.098521 | 0.0026165 | 0.0869 | 0.10203 | 0.00034559 | 0.11699 | 0.07286
| SPS1 | CH | Process and space heating capacity additions in industry sectors¦Solar | GWth/yr. | 0 | 0.0026524 | 8.5611e-08 | 1.2621e-07 | 0.0085654 | 0.0039032 | 9.9303e-07 | 0.0085601 | 0.0033025 | 0.00069225 | 0.0080883 | 0.0038665
| SPS1 | CH | Process and space heating capacity additions in industry sectors¦Solar¦Solar thermal | GWth/yr. | 0 | 0.0026524 | 8.5611e-08 | 1.2621e-07 | 0.0085654 | 0.0039032 | 9.9303e-07 | 0.0085601 | 0.0033025 | 0.00069225 | 0.0080883 | 0.0038665
| SPS1 | CH | Process and space heating capacity additions in industry sectors¦Hydrogen | GWth/yr. | 0 | 0 | 0 | 4.9294e-05 | 0.00023687 | 0.00011938 | 5.1536e-05 | 0.003037 | 0.0017556 | 0.0063599 | 0.0040979 | 0.0011056
| SPS1 | CH | Process and space heating capacity additions in industry sectors¦Hydrogen¦Hydrogen boiler | GWth/yr. | 0 | 0 | 0 | 4.9294e-05 | 0.00023687 | 0.00011938 | 5.1536e-05 | 0.003037 | 0.0017556 | 0.0063599 | 0.0040979 | 0.0011056
| SPS1 | CH | Space water and process heat boiler capacity additions in Services sectors | GWth/yr. | 3.3938e-05 | 0.072863 | 0.1155 | 0.016068 | 2.7413 | 1.4622 | 0.035929 | 2.187 | 1.1747 | 0.15231 | 2.0808 | 1.0044
| SPS1 | CH | Space water and process heat boiler capacity additions in Services sectors¦Electricity | GWth/yr. | 1.817e-06 | 9.7146e-07 | 0.11098 | 9.3234e-06 | 0.35362 | 0.22251 | 0.034733 | 0.3639 | 0.23848 | 0.10513 | 0.42606 | 0.27302
| SPS1 | CH | Space water and process heat boiler capacity additions in Services sectors¦Electricity¦Electric boiler | GWth/yr. | 1.7195e-06 | 8.2401e-07 | 0.11098 | 8.6581e-06 | 0.032961 | 0.077554 | 2.0425e-05 | 0.0040385 | 0.068837 | 0.010887 | 0.027484 | 0.044973
| SPS1 | CH | Space water and process heat boiler capacity additions in Services sectors¦Electricity¦Heat pump electric | GWth/yr. | 9.7445e-08 | 1.4744e-07 | 2.6419e-07 | 6.6521e-07 | 0.32066 | 0.14496 | 0.034712 | 0.35987 | 0.16965 | 0.094247 | 0.39857 | 0.22805
| SPS1 | CH | Space water and process heat boiler capacity additions in Services sectors¦Oil | GWth/yr. | 8.0489e-07 | 7.3225e-07 | 1.002e-06 | 1.0067e-06 | 0.60925 | 0.33372 | 2.4766e-06 | 0.33695 | 0.17207 | 1.4718e-05 | 0.093809 | 8.0157e-05
| SPS1 | CH | Space water and process heat boiler capacity additions in Services sectors¦Oil¦Light fuel boiler | GWth/yr. | 8.0489e-07 | 7.3225e-07 | 1.002e-06 | 1.0067e-06 | 0.60925 | 0.33372 | 2.4766e-06 | 0.33695 | 0.17207 | 1.4718e-05 | 0.093809 | 8.0157e-05
| SPS1 | CH | Space water and process heat boiler capacity additions in Services sectors¦Gas | GWth/yr. | 3.2855e-06 | 2.7204e-05 | 0.0045075 | 1.4449e-05 | 1.4293 | 0.76356 | 0.0011763 | 1.2718 | 0.65022 | 0.025773 | 1.3455 | 0.62562
| SPS1 | CH | Space water and process heat boiler capacity additions in Services sectors¦Gas¦Gas boiler | GWth/yr. | 1.7006e-07 | 1.0869e-06 | 8.771e-07 | 2.5362e-06 | 1.3248 | 0.72652 | 5.4459e-06 | 1.121 | 0.62631 | 0.02022 | 1.1289 | 0.55039
| SPS1 | CH | Space water and process heat boiler capacity additions in Services sectors¦Gas¦Heat pump gas | GWth/yr. | 3.9319e-07 | 1.4301e-05 | 0.00014765 | 1.5734e-06 | 0.00053367 | 0.00050711 | 0.0011654 | 0.00016446 | 6.0757e-05 | 0.0043023 | 4.6424e-05 | 0.0039463
| SPS1 | CH | Space water and process heat boiler capacity additions in Services sectors¦Gas¦Biogas boiler | GWth/yr. | 2.7223e-06 | 1.1816e-05 | 0.0043589 | 1.034e-05 | 0.10397 | 0.036535 | 5.4591e-06 | 0.1507 | 0.023858 | 0.0012502 | 0.21659 | 0.07129
| SPS1 | CH | Space water and process heat boiler capacity additions in Services sectors¦Wood | GWth/yr. | 9.2795e-06 | 0.042027 | 1.2473e-06 | 4.8627e-06 | 0.14231 | 0.036798 | 8.4892e-07 | 1.8535e-05 | 0.029174 | 0.0048721 | 0.0085734 | 0.01869
| SPS1 | CH | Space water and process heat boiler capacity additions in Services sectors¦Wood¦Wood boiler | GWth/yr. | 9.2795e-06 | 0.042027 | 1.2473e-06 | 4.8627e-06 | 0.14231 | 0.036798 | 8.4892e-07 | 1.8535e-05 | 0.029174 | 0.0048721 | 0.0085734 | 0.01869
| SPS1 | CH | Space water and process heat boiler capacity additions in Services sectors¦Pellets | GWth/yr. | 1.8646e-06 | 0.022035 | 2.7362e-06 | 0.015963 | 0.135 | 0.077401 | 2.411e-06 | 0.14183 | 0.060958 | 0.0042453 | 0.13487 | 0.05783
| SPS1 | CH | Space water and process heat boiler capacity additions in Services sectors¦Pellets¦Pellet boiler | GWth/yr. | 1.8646e-06 | 0.022035 | 2.7362e-06 | 0.015963 | 0.135 | 0.077401 | 2.411e-06 | 0.14183 | 0.060958 | 0.0042453 | 0.13487 | 0.05783
| SPS1 | CH | Space water and process heat boiler capacity additions in Services sectors¦Solar | GWth/yr. | 1.6887e-05 | 0.0087727 | 1.0769e-06 | 2.6631e-06 | 0.071735 | 0.028115 | 6.6307e-06 | 0.07174 | 0.0238 | 0.0043329 | 0.066592 | 0.029004
| SPS1 | CH | Space water and process heat boiler capacity additions in Services sectors¦Solar¦Solar thermal | GWth/yr. | 1.6887e-05 | 0.0087727 | 1.0769e-06 | 2.6631e-06 | 0.071735 | 0.028115 | 6.6307e-06 | 0.07174 | 0.0238 | 0.0043329 | 0.066592 | 0.029004
| SPS1 | CH | Space water and process heat boiler capacity additions in Services sectors¦Hydrogen | GWth/yr. | 0 | 0 | 0 | 7.3303e-05 | 0.00010204 | 9.329e-05 | 7.2613e-06 | 0.00074624 | 9.3477e-06 | 0.0079342 | 0.0053441 | 0.00010323
| SPS1 | CH | Space water and process heat boiler capacity additions in Services sectors¦Hydrogen¦Hydrogen boiler | GWth/yr. | 0 | 0 | 0 | 7.3303e-05 | 0.00010204 | 9.329e-05 | 7.2613e-06 | 0.00074624 | 9.3477e-06 | 0.0079342 | 0.0053441 | 0.00010323
| SPS1 | CH | Domestic hydrogen production capacity additions | GW-H2/yr. | 0.00028142 | 2.897e-05 | 4.3982e-06 | 0.00014669 | 0.0010888 | 0.0014618 | 0.00036031 | 0.011187 | 0.00041871 | 0.038968 | 0.0040459 | 0.012352
| SPS1 | CH | Domestic hydrogen production capacity additions¦Electricity | GW-H2/yr. | 0.00028142 | 2.897e-05 | 4.3982e-06 | 0.00014622 | 0.0010878 | 0.0014605 | 0.00035803 | 0.010765 | 0.00041375 | 0.038743 | 0.0040248 | 0.011107
| SPS1 | CH | Domestic hydrogen production capacity additions¦Electricity¦PEM electrolysis small-medium scale | GW-H2/yr. | 0.00028142 | 2.897e-05 | 4.3982e-06 | 0.00013778 | 0.0010517 | 0.00091115 | 0.00014063 | 0.0099393 | 0.00038636 | 0.03757 | 0.0040096 | 0.0088497
| SPS1 | CH | Domestic hydrogen production capacity additions¦Electricity¦PEM electrolysis large scale | GW-H2/yr. | 0 | 0 | 0 | 8.4481e-06 | 3.6058e-05 | 9.7229e-05 | 3.3368e-05 | 5.3066e-05 | 1.295e-05 | 0.00013688 | 8.2099e-06 | 0.00026256
| SPS1 | CH | Domestic hydrogen production capacity additions¦Electricity¦SOEC electrolysis | GW-H2/yr. | 0 | 0 | 0 | 0 | 0 | 0.00045209 | 0.00018403 | 0.0007725 | 1.4439e-05 | 0.0010362 | 7.009e-06 | 0.0019947
| SPS1 | CH | Domestic hydrogen production capacity additions¦Gas | GW-H2/yr. | 0 | 0 | 0 | 4.6776e-07 | 1.0388e-06 | 1.3437e-06 | 2.2776e-06 | 0.00016606 | 3.5598e-06 | 9.1633e-05 | 6.3593e-06 | 0.00031776
| SPS1 | CH | Domestic hydrogen production capacity additions¦Gas¦SMR-ATR Reforming | GW-H2/yr. | 0 | 0 | 0 | 4.6776e-07 | 1.0388e-06 | 1.3437e-06 | 2.2776e-06 | 0.00016606 | 3.5598e-06 | 9.1633e-05 | 6.3593e-06 | 0.00031776
| SPS1 | CH | Domestic hydrogen production capacity additions¦Gas¦SMR-ATR Reforming CCS | GW-H2/yr. | 0 | 0 | 0 | 0 | 0 | 0 | 0 | 0 | 0 | 0 | 0 | 0
| SPS1 | CH | Domestic hydrogen production capacity additions¦Wood | GW-H2/yr. | 0 | 0 | 0 | 0 | 0 | 0 | 0 | 0.00025579 | 1.4044e-06 | 0.00013254 | 1.4715e-05 | 0.00092686
| SPS1 | CH | Domestic hydrogen production capacity additions¦Wood¦Gasification | GW-H2/yr. | 0 | 0 | 0 | 0 | 0 | 0 | 0 | 0.00025579 | 1.4044e-06 | 0.00013254 | 1.4715e-05 | 0.00092686
| SPS1 | CH | Domestic hydrogen production capacity additions¦Wood¦Gasification CCS | GW-H2/yr. | 0 | 0 | 0 | 0 | 0 | 0 | 0 | 0 | 0 | 0 | 0 | 0
| SPS1 | CH | Other fuel synthesis capacity additions | GW-output/yr.
| SPS1 | CH | Other fuel synthesis capacity additions¦Domestic biodiesel production¦Wood¦Fischer Tropsch | GW-output/yr. | 2.0317e-07 | 1.4962e-07 | 1.4253e-07 | 1.9027e-07 | 2.3452e-05 | 2.8361e-05 | 9.8535e-06 | 0.010757 | 0.0039915 | 0.0093591 | 0.044094 | 0.024435
| SPS1 | CH | Other fuel synthesis capacity additions¦Domestic biodiesel production¦Wood¦Fischer Tropsch CCS | GW-output/yr. | 0 | 0 | 0 | 0 | 0 | 0 | 0 | 0 | 0 | 0 | 0 | 0
| SPS1 | CH | Other fuel synthesis capacity additions¦Domestic ethanol production¦Wood¦Ethanol reactor | GW-output/yr. | 0.0049456 | 1.885e-07 | 1.8771e-07 | 1.8054e-07 | 1.732e-06 | 9.5825e-06 | 1.215e-05 | 2.4112e-05 | 1.1228e-06 | 3.4231e-05 | 3.9588e-06 | 9.2929e-05
| SPS1 | CH | Other fuel synthesis capacity additions¦Domestic ethanol production¦Wood¦Ethanol reactor with CCS | GW-output/yr. | 0 | 0 | 0 | 0 | 0 | 0 | 0 | 0 | 0 | 0 | 0 | 0
| SPS1 | CH | Other fuel synthesis capacity additions¦Domestic biogas production¦Manure¦Fermentation | GW-output/yr. | 0.049835 | 0.11189 | 0.00067845 | 2.9442e-06 | 9.9555e-06 | 0.072275 | 0.090013 | 0.0001271 | 0.0095811 | 0.062706 | 0.090012 | 0.00013921
| SPS1 | CH | Other fuel synthesis capacity additions¦Domestic biogas production¦Wastes¦Renewable¦Gasification | GW-output/yr. | 0.0040984 | 0.0055589 | 7.3934e-07 | 0.07285 | 0.11685 | 0.016118 | 0.02214 | 0.043686 | 0.083513 | 0.049452 | 0.022138 | 0.043665
| SPS1 | CH | Other fuel synthesis capacity additions¦Domestic biogas production¦Wastes¦Renewable¦Gasification CCS | GW-output/yr. | 0 | 0 | 0 | 0 | 0 | 0 | 0 | 0 | 0 | 0 | 0 | 0
| SPS1 | CH | Other fuel synthesis capacity additions¦Domestic biogas production¦Wastes¦Renewable¦Hydrothermal gasification | GW-output/yr. | 0 | 0 | 0 | 0 | 0 | 3.069e-05 | 1.6132e-06 | 6.8389e-06 | 1.1307e-06 | 3.7518e-05 | 8.2983e-07 | 4.863e-05
| SPS1 | CH | Other fuel synthesis capacity additions¦Domestic biogas production¦Wastes¦Renewable¦Hydrothermal gasification CCS | GW-output/yr. | 0 | 0 | 0 | 0 | 0 | 0 | 0 | 0 | 0 | 0 | 0 | 0
| SPS1 | CH | Other fuel synthesis capacity additions¦Domestic biogas production¦Wood¦Gasification | GW-output/yr. | 6.466e-07 | 2.4543e-05 | 1.799e-06 | 4.6277e-07 | 1.9073e-05 | 6.3685e-06 | 1.5493e-05 | 2.4056e-05 | 1.5136e-06 | 3.748e-05 | 5.3324e-06 | 9.497e-05
| SPS1 | CH | Other fuel synthesis capacity additions¦Domestic biogas production¦Wood¦Gasification CCS | GW-output/yr. | 0 | 0 | 0 | 0 | 0 | 0 | 0 | 0 | 0 | 0 | 0 | 0
| SPS1 | CH | Other fuel synthesis capacity additions¦Biomethane production from biogas upgrade | GW-output/yr. | 0.014391 | 0.070444 | 2.4292e-07 | 3.4875e-07 | 0.014455 | 0.039999 | 0.049275 | 5.1052e-05 | 0.015363 | 0.039119 | 0.049274 | 0.00015884
| SPS1 | CH | Other fuel synthesis capacity additions¦Domestic wood to pellet production¦Pellets | GW-output/yr. | 0.16133 | 0.051206 | 3.469e-06 | 0.00064619 | 0.16959 | 0.19784 | 0.095427 | 0.0070849 | 0.14426 | 0.22266 | 0.090136 | 0.00020969
| SPS1 | CH | Other fuel synthesis capacity additions¦Domestic PtG and PtL production¦PtG¦PtG gas | GW-output/yr. | 0 | 0 | 0 | 3.7778e-07 | 1.1858e-06 | 1.3093e-06 | 2.0076e-06 | 2.1875e-06 | 1.7061e-06 | 1.5746e-06 | 1.9403e-06 | 5.6626e-06
| SPS1 | CH | Other fuel synthesis capacity additions¦Domestic PtG and PtL production¦PtL¦PtL Diesel | GW-output/yr. | 0 | 0 | 0 | 5.6139e-07 | 1.2651e-06 | 1.7337e-06 | 1.7019e-06 | 2.0013e-06 | 1.868e-06 | 2.1701e-06 | 2.7165e-06 | 8.7247e-06
| SPS1 | CH | Other fuel synthesis capacity additions¦Domestic PtG and PtL production¦PtL¦PtL Gasoline | GW-output/yr. | 0 | 0 | 0 | 4.8996e-07 | 1.114e-06 | 1.4854e-06 | 1.5205e-06 | 2.022e-06 | 1.6224e-06 | 1.9128e-06 | 2.4306e-06 | 8.3033e-06

## check
| 2020 | 2022 | 2025 | 2030 | 2040 | 2050
Final energy consumption | 695.765 | 686.3926 | 683.6512 | 647.4308 | 618.7807 | 607.8294
Industry | 142.2177 | 141.1319 | 142.8799 | 144.1481 | 145.4256 | 146.3497
Services | 140.1012 | 139.6673 | 141.5939 | 139.706 | 135.8177 | 132.4913
Residential | 217.2373 | 218.0654 | 216.2459 | 215.2481 | 213.8923 | 210.7821
Transport | 196.2089 | 187.528 | 182.9314 | 148.3287 | 123.6451 | 118.2063
Fuel input to energy conversion and DAC | 509.4564 | 501.0553 | 506.4182 | 544.653 | 505.386 | 436.6348
Electricity and heat | 493.4427 | 476.7683 | 482.4547 | 522.2012 | 482.936 | 414.4458
Biofuel production | 16.0089 | 24.2805 | 23.9571 | 22.4412 | 22.4204 | 22.1467
Hydrogen production | 0.0048309 | 0.0064664 | 0.0063825 | 0.010604 | 0.029673 | 0.042383
DAC | 0 | 0 | 0 | 0 | 0 | 0
Total Primary energy consumption | 962.4239 | 962.3753 | 923.5889 | 897.9504 | 835.3097 | 775.5922
Domestic production | 300.0266 | 295.4695 | 330.7747 | 365.4776 | 376.6568 | 382.5822
Imports | 779.5672 | 702.7257 | 657.2461 | 614.2992 | 524.347 | 436.601
Exports | 117.17 | 35.8199 | 64.4319 | 81.8263 | 65.6941 | 43.591