## Variable_List
Variable | Description | Unit | Comment
Primary Production | Domestic primary production of resources | PJ/yr.
Imports | Imports of energy carriers | PJ/yr.
Exports | Exports of energy carriers | PJ/yr.
Electricity generation | Domestic electricity generation | PJ/yr.
Heat generation from CHPs and heat plants | Domestic heat production from CHPs (District heating CHPs or onsite CHPs) and heat plants | PJ/yr.
Fuel input for electricity generation | Fuel input allocated to domestic electricity generation only | PJ/yr.
Fuel input for heat generation from CHPs and heat plants | Fuel input allocated to domestic heat production from CHPs and heat plants only | PJ/yr.
Efficiency of power plants (electric) | Average annual efficiency of power plants and CHPs for electricity production only | % | The thermal efficiency of CHPs can be inferred from the Heat to Electricity production ratio, but it can also be provided; the average efficiency differs from the technical efficiency as it includes efficiency losses due to part load operation
Efficiency of heat plants (thermal) | Average annual efficiency of heat plants | % | It is the annual marketed efficiency including part load efficiency losses and differs from the full load nominal technical efficiency; for heat pumps refers to COP
Domestic biodiesel production | Domestic production of biodiesel | PJ/yr.
Heat from domestic biodiesel production | Heat produced as byproduct from biodiesel production and fed into the district heating network | PJ/yr.
Fuel input for domestic biodiesel production | Fuel input for the domestic production of biodiesel | PJ/yr.
Efficiency for domestic biodiesel production | Average annual efficiency for biodiesel and heat production | %
Domestic ethanol production | Domestic production of ethanol | PJ/yr.
Fuel input for domestic ethanol production | Fuel input for the domestic production of ethanol | PJ/yr.
Efficiency for domestic ethanol production | Average annual efficiency for domestic production of ethanol | %
Domestic biogas production | Domestic production of biogas and biogenic syngas | PJ/yr.
Electricity from domestic biogas production | Electriicty produced as byproduct from biogas production and fed into the grid | PJ/yr.
Heat from domestic biogas production | Heat produced as byproduct from biogas production and fed into the district heating network | PJ/yr.
Fuel input for domestic biogas production | Fuel input for domestic biogas production | PJ/yr.
Efficiency for domestic biogas production | Average annual efficiency for biogas production (accounting for byproduct production) | %
Domestic hydrogen production | Domestic hydrogen production | PJ/yr.
Fuel input for hydrogen production | Fuel input for deomstic hydrogen production | PJ/yr.
Efficiency for hydrogen production | Average annual efficiency for hydrogen production | % | Including losses due to part load operation
Biomethane production from biogas upgrade | Production of domestic biomethane from biogas | PJ/yr. | One technology only fuel output is biomethane
Fuel input for biogas upgrade to biomethane | Use of biogas for upgrade to biomethane | PJ/yr. | One technology only fuel input is biogas
Efficiency for biomethane production from biogas upgrade | Average annual efficiency of biogas to biomethane upgrade | PJ/yr. | One technology only fuel input is biogas, fuel output is biomethane
Domestic PtG and PtL production | Domestic production of power-to-gas and power-to-liquids | PJ/yr.
Fuel input for domestic PtG and PtL production | Fuel used for domestic PtG and PtL production (excl. CO2) | PJ/yr.
Efficiency for domestic PtG and PtL production | Average annual efficiency for PtG and PtL processes (excl. CO2 consumption) | %
CO2 input for domestic PtG and PtL production | CO2 input for domestic PtG and PtL production | Mt/yr. | The distinction of the source of CO2 (biogenic or fossil) is also provided and can be proportionally allocated to the technologies for PtG and PtL
Domestic wood to pellet production | Wood conversion to pellet domestic production output | PJ/yr. | One technology only , input is wood output is pellet
Fuel input for wood to pellet production | Wood conversion to pellet domestic production - input wood required | PJ/yr. | One technology only , input is wood output is pellet
Efficiency for wood to pellet production | Average annual efficiency of wood to pellet conversion | %
Fuel consumption in industry sectors | Fuel consumption in industry by fuel and technology | PJ/yr. | This unfortunately it will change when the new industrial sectors will be integrated into STEM
Process and space heating production in industry sectors | Energy service demand provided in the form of process and space heating in industry | PJ/yr. | This unfortunately it will change when the new industrial sectors will be integrated into STEM
Efficiency in industry sectors | Boilers efficiency and COP of heat pumps in the industrial sectors | % | This unfortunately it will change when the new industrial sectors will be integrated into STEM
Fuel consumption in Services sectors | Fuel consumption in services sectors by fuel and technology | PJ/yr.
Space water and process heat production in Services sectors | Production of energy service demand for space, water and process heat in Services sectors | PJ/yr.
Efficiency in Services sectors | Boilers efficiency and COP of heat pumps in the Services sectors | %
Fuel consumption in Residential sector | Fuel consumption for residential space and water heating (differentiated) by fuel and technology | PJ/yr.
Space and water heat production in Residential sector | Space and water heat production by technology in residential sectors | PJ/yr.
Efficiency in Residential sector | Average annual efficiency of residential boilers including part load lossess | %
Fuel consumption in cars | Fuel consumption in cars | PJ/yr. | The alternative fuels consumption is provided for totals but it can be proportionally allocated to cars
Cars mileage | Annual km driven by cars per car type and fuel | billion km/yr.
Cars efficiency | Average annual efficiency across all the stock of the same car type | km/MJ | Some extreme values are artefacts from the solution (very small numbers close to zero in consumption or mileage or both)
Fuel consumption in urban buses | Fuel consumption in urban buses (not trolleybuses) | PJ/yr.
Urban buses mileage | Annual km driven per urban bus type and fuel | billion km/yr. | Some extreme values are artefacts from the solution (very small numbers close to zero in consumption or mileage or both)
Urban buses efficiency | Average annual efficiency across all the stock of the same urban bus type | km/MJ
Fuel consumption in coaches | Fuel consumption in coaches | PJ/yr.
Coaches mileage | Annual km driven per coach type and fuel | billion km/yr. | Some extreme values are artefacts from the solution (very small numbers close to zero in consumption or mileage or both)
Coaches efficiency | Average annual efficiency across all the stock of the same coach type | km/MJ
Fuel consumption in trolleybuses | Fuel consumption in trolleybuses | PJ/yr.
Trolleybuses mileage | Annual km driven by trolleybus type and fuel | billion km/yr.
Trolleybuses efficiency | Average annual efficiency across all the stock of the same trolleybus type | km/MJ
Fuel consumption in trams | Fuel consumption in trams | PJ/yr.
Trams mileage | Annual km driven by trams and fuel | billion km/yr.
Trams efficiency | Average annual efficiency across all the stock of the same tram type | km/MJ
Fuel consumption in motorised two wheelers | Fuel consumption in two wheelers by fuel and size | PJ/yr.
Motorised two wheelers mileage | Annual km driven by type and fuel | billion km/yr.
Motorised two wheelers efficiency | Average annual efficiency across all the stock of the same two wheelers type | km/MJ
Fuel consumption in light duty vehicles | Fuel consumption in light duty vehicles by fuel and size | PJ/yr.
Light duty vehicles mileage | Annual km driven by type and fuel | billion km/yr.
Light duty vehicles efficiency | Average annual efficiency across all the stock of the same light duty vehicles type | km/MJ
Fuel consumption in heavy duty vehicles | Fuel consumption in heavy duty vehicles by fuel and size | PJ/yr.
Heavy duty vehicles mileage | Annual km driven by type and fuel | billion km/yr.
Heavy duty vehicles efficiency | Average annual efficiency across all the stock of the same heavy duty vehicles type | km/MJ
Fuel consumption in other transport | Fuel consumption in other transport | PJ/yr.
Other transport mileage | Annual km driven in other transprot | billion km/yr. or PJ/yr.
Other transport efficiency | Average annual efficiency across all the stock of the same other transport type | km/MJ or %
Direct CO2 emissions from fuel combustion and industrial processes | Direct CO2 emissions from fuel combustion and industrial processes | Mt/yr.
CO2 storage and utilisation | Quantities of CO2 domestically stored or utilised, or exported | Mt/yr.
Direct air capture | Consumption for DAC (electricity, heat) and CO2 captured from DAC | PJ/yr.
Primary Energy Consumption | Total domestic energy consumption (= production + imports - exports) | PJ/yr.
Electricity generation capacity | Net install electricity and CHP generatoin capacity | GWe/yr.
Space heating boiler capacity in Residential sector | Capacity of boilers and heat pumps in the residential sector for space heating | GWth/yr.
Process and space heating capacity in industry sectors | Capacity of industrial boilers and heat pumps for process and space heating production | GWth/yr.
Space water and process heat boiler capacity in Services sectors | Capacity of boilers and heat pumps for process and space heating production in services sector | GWth/yr.
Cars stock | Stock of cars per engine type and size | Million
Urban buses stock | Stock of urban buses per engine type and size | Thousands
Coaches stock | Stock of coaches per engine type and size | Thousands
Light duty vehicles stock | Stock of light duty vehicles per engine type | Thousands
Heavy duty vehicles stock | Stock of trucks (heavy duty vehicles) per engine type | Thousands
Domestic hydrogen production capacity | Domestic hydrogen producton capacity by technology | GW-H2/yr.
Other fuel synthesis capacity | Production capacity for synthetic fuels (biogenic or e-fuels) in terms of output product | GW-output/yr.
Electricity generation capacity additions | Newly installed capacity for electricity generation (incl. CHPs) - the capacity additions are reported for the whole period represented under the milestone year | GWe/yr.
Cars stock additions additions | New car registrations - the number in a year is cummulative registrations for the period represented under this year | Million
Urban buses stock additions | New urban buses registrations - the number in a year is cummulative registrations for the period represented under this year | Million
Coaches stock additions | New coaches registrations - the number in a year is cummulative registrations for the period represented under this year
Light duty vehicles stock additions | New light duty vehicle registrations - the number in a year is cummulative registrations for the period represented under this year
Heavy duty vehicles stock additions | New heavy duty vehicle registrations - the number in a year is cummulative registrations for the period represented under this year
Space and water heat boiler capacity additions in Residential sector | Newly installed capacity - the capacity additions are reported for the whole period represented under the milestone year | GWth/yr.
Process and space heating capacity additions in industry sectors | Newly installed capacity - the capacity additions are reported for the whole period represented under the milestone year | GWth/yr.
Space water and process heat boiler capacity additions in Services sectors | Newly installed capacity - the capacity additions are reported for the whole period represented under the milestone year | GWth/yr.
Domestic hydrogen production capacity additions | Newly installed capacity - the capacity additions are reported for the whole period represented under the milestone year | GW-H2/yr.
Other fuel synthesis capacity additions | Newly installed capacity - the capacity additions are reported for the whole period represented under the milestone year | GW-output/yr.

## SPS1
Model | Scenario | Region | Variable | Unit | 2020 | 2022 | 2025 | 2030 | 2035 | 2040 | 2045 | 2050 | 2055 | 2060 | 2065 | 2070
STEM | SPS1 | CH | Primary Production | PJ/yr. | 299.9969 | 295.4875 | 331.3996 | 364.5289 | 375.6789 | 381.6116 | 386.421 | 392.4079 | 397.0689 | 403.2879 | 408.9307 | 414.3096
STEM | SPS1 | CH | Primary Production¦Wood | PJ/yr. | 44.9724 | 48.1905 | 48.1905 | 48.1907 | 48.1916 | 48.1916 | 48.1916 | 48.1916 | 48.1916 | 48.1917 | 48.1917 | 48.1918
STEM | SPS1 | CH | Primary Production¦Wood¦Waste wood | PJ/yr. | 11.1119 | 11.9529 | 13.2144 | 15.3169 | 15.8491 | 16.2664 | 16.6117 | 16.957 | 17.0158 | 17.0745 | 17.1333 | 17.1921
STEM | SPS1 | CH | Primary Production¦Wood¦Wood residues | PJ/yr. | 7.5117 | 7.5431 | 7.5903 | 7.669 | 7.669 | 7.669 | 7.669 | 7.669 | 7.669 | 7.669 | 7.669 | 7.669
STEM | SPS1 | CH | Primary Production¦Wood¦Wood from landscape maintenance | PJ/yr. | 3.1682 | 3.4957 | 3.9868 | 4.8054 | 4.8054 | 4.8054 | 4.8054 | 4.8054 | 4.8054 | 4.8054 | 4.8054 | 4.8054
STEM | SPS1 | CH | Primary Production¦Wood¦Wood from Forest (hard wood) | PJ/yr. | 23.1806 | 25.1988 | 23.3989 | 20.3993 | 19.8681 | 19.4508 | 19.1055 | 18.7602 | 18.7015 | 18.6427 | 18.584 | 18.5253
STEM | SPS1 | CH | Primary Production¦Waste | PJ/yr. | 69.8425 | 69.8884 | 69.4956 | 69.046 | 68.9437 | 69.1655 | 69.3873 | 69.6093 | 69.6092 | 69.6094 | 69.6094 | 69.6094
STEM | SPS1 | CH | Primary Production¦Waste¦Non renewable waste | PJ/yr. | 35.8366 | 35.8824 | 35.4894 | 35.04 | 34.9376 | 35.1595 | 35.3813 | 35.6032 | 35.6032 | 35.6032 | 35.6032 | 35.6032
STEM | SPS1 | CH | Primary Production¦Waste¦Renewable waste | PJ/yr. | 34.0059 | 34.006 | 34.0061 | 34.006 | 34.0061 | 34.006 | 34.006 | 34.0061 | 34.006 | 34.0062 | 34.0062 | 34.0062
STEM | SPS1 | CH | Primary Production¦Manure | PJ/yr. | 3.7981 | 12.5189 | 12.5402 | 12.5404 | 12.5404 | 12.5422 | 12.5422 | 12.5423 | 12.5423 | 12.5424 | 12.5425 | 12.543
STEM | SPS1 | CH | Primary Production¦Hydro | PJ/yr. | 149.4305 | 125.6075 | 141.9222 | 149.9977 | 150.0439 | 150.0812 | 150.1187 | 150.1585 | 150.1945 | 150.2383 | 150.2904 | 150.846
STEM | SPS1 | CH | Primary Production¦Hydro¦Large hydro | PJ/yr. | 66.7457 | 49.7988 | 68.5316 | 69.6159 | 70.7 | 71.7846 | 72.8686 | 73.9536 | 73.9536 | 73.9538 | 73.9538 | 73.9527
STEM | SPS1 | CH | Primary Production¦Hydro¦Run-of-river hydro | PJ/yr. | 66.6324 | 55.764 | 65.5538 | 64.4716 | 63.3877 | 62.3031 | 61.2191 | 60.1341 | 60.134 | 60.1339 | 60.1339 | 60.135
STEM | SPS1 | CH | Primary Production¦Hydro¦Pump storage | PJ/yr. | 16.0524 | 20.0447 | 7.8368 | 15.9102 | 15.9562 | 15.9935 | 16.031 | 16.0708 | 16.1068 | 16.1506 | 16.2027 | 16.7583
STEM | SPS1 | CH | Primary Production¦Solar | PJ/yr. | 12.5564 | 16.5222 | 32.4568 | 53.4193 | 56.2983 | 58.9291 | 61.6065 | 64.3433 | 66.8886 | 69.8405 | 73.2389 | 76.6355
STEM | SPS1 | CH | Primary Production¦Wind | PJ/yr. | 0.52401 | 0.5453 | 0.50317 | 0.56614 | 0.57171 | 0.57181 | 0.5829 | 0.58299 | 0.58389 | 0.58391 | 0.58422 | 0.58573
STEM | SPS1 | CH | Primary Production¦Ambient heat | PJ/yr. | 18.873 | 22.2147 | 26.2911 | 30.7687 | 39.0893 | 42.1297 | 43.9316 | 46.8648 | 49.0588 | 52.2818 | 54.4736 | 55.8983
STEM | SPS1 | CH | Primary Production¦Geothermal | PJ/yr. | 0 | 0 | 0 | 0 | 0 | 0.00051409 | 0.060218 | 0.11519 | 0 | 0 | 0 | 0
STEM | SPS1 | CH | Imports | PJ/yr. | 779.6187 | 702.6993 | 657.5816 | 613.623 | 524.096 | 437.0486 | 330.9994 | 314.9749 | 358.5751 | 397.3761 | 389.2337 | 377.0819
STEM | SPS1 | CH | Imports¦Coal | PJ/yr. | 3.66 | 3.5647 | 2.8317 | 0.0050203 | 0.0034884 | 0.0021616 | 0.0026648 | 0.005939 | 0.0045161 | 0.0073625 | 0.0047508 | 0.0076686
STEM | SPS1 | CH | Imports¦Oil | PJ/yr. | 310.7891 | 287.229 | 266.5431 | 219.7671 | 167.451 | 148.0615 | 135.4256 | 122.9333 | 112.7649 | 97.6211 | 81.6486 | 68.1844
STEM | SPS1 | CH | Imports¦Oil¦Fossil liquids | PJ/yr. | 303.9523 | 280.4523 | 257.9976 | 206.8413 | 155.7913 | 136.8705 | 124.4048 | 112.0716 | 102.3101 | 87.4772 | 72.8381 | 59.6631
STEM | SPS1 | CH | Imports¦Oil¦Fossil liquids¦Light fuel oil | PJ/yr. | 101.7529 | 88.7046 | 79.4345 | 75.4499 | 60.4005 | 51.898 | 48.1219 | 42.5994 | 36.3022 | 30.8194 | 21.826 | 9.2541
STEM | SPS1 | CH | Imports¦Oil¦Fossil liquids¦Heavy fuel oil | PJ/yr. | 2.7764 | 2.274 | 0.0053385 | 0.0015422 | 0.0022827 | 0.002128 | 0.0023609 | 0 | 0 | 0 | 0 | 0
STEM | SPS1 | CH | Imports¦Oil¦Fossil liquids¦Motor Diesel | PJ/yr. | 118.4931 | 112.1124 | 96.829 | 71.42 | 49.5197 | 45.4502 | 42.4528 | 40.4139 | 39.7297 | 32.9447 | 29.0926 | 29.4283
STEM | SPS1 | CH | Imports¦Oil¦Fossil liquids¦Motor Gasoline | PJ/yr. | 79.8226 | 75.9561 | 79.8832 | 58.3356 | 44.7066 | 38.5377 | 33.1615 | 28.6713 | 26.0849 | 23.7129 | 21.9193 | 20.9805
STEM | SPS1 | CH | Imports¦Oil¦Fossil liquids¦Kerosene (excl. international aviation) | PJ/yr. | 1.1075 | 1.4052 | 1.8456 | 1.6343 | 1.1622 | 0.98247 | 0.66623 | 0.387 | 0.19333 | 0.00018938 | 0.00010185 | 0.00018764
STEM | SPS1 | CH | Imports¦Oil¦Synthetic liquids | PJ/yr. | 6.8367 | 6.7766 | 8.5454 | 12.9259 | 11.6597 | 11.1911 | 11.0207 | 10.8617 | 10.4548 | 10.1439 | 8.8106 | 8.5213
STEM | SPS1 | CH | Imports¦Oil¦Synthetic liquids¦Total¦Motor diesel | PJ/yr. | 2.4007 | 2.378 | 3.9169 | 2.4169 | 1.8292 | 1.8644 | 1.7673 | 1.6872 | 1.4208 | 1.2182 | 0.13343 | -0.080108
STEM | SPS1 | CH | Imports¦Oil¦Synthetic liquids¦Total¦Motor Gasoline | PJ/yr. | 4.4342 | 4.3986 | 4.6252 | 4.1241 | 2.8977 | 2.2324 | 1.921 | 1.6613 | 1.511 | 1.3741 | 1.2698 | 1.2165
| SPS1 | CH | Imports¦Oil¦Synthetic liquids¦Total¦Kerosene | PJ/yr. | 0.0018939 | 2.7088e-05 | 0.0033096 | 6.3849 | 6.9328 | 7.0942 | 7.3325 | 7.5132 | 7.523 | 7.5516 | 7.4073 | 7.3849
STEM | SPS1 | CH | Imports¦Oil¦Synthetic liquids¦Bioliquids¦Total | PJ/yr. | 6.8367 | 6.7766 | 8.5454 | 12.9259 | 11.1118 | 11.0296 | 10.7825 | 10.681 | 10.445 | 10.1153 | 8.8106 | 8.5213
STEM | SPS1 | CH | Imports¦Oil¦Synthetic liquids¦Bioliquids¦Biodiesel | PJ/yr. | 2.4007 | 2.378 | 3.9169 | 2.4169 | 1.8292 | 1.8644 | 1.7673 | 1.6872 | 1.4208 | 1.2182 | 0.13343 | -0.080108
STEM | SPS1 | CH | Imports¦Oil¦Synthetic liquids¦Bioliquids¦Ethanol | PJ/yr. | 4.4342 | 4.3986 | 4.6252 | 4.1241 | 2.8977 | 2.2324 | 1.921 | 1.6613 | 1.511 | 1.3741 | 1.2698 | 1.2165
| SPS1 | CH | Imports¦Oil¦Synthetic liquids¦Bioliquids¦Biokerosene | PJ/yr. | 0.0018939 | 2.7088e-05 | 0.0033096 | 6.3849 | 6.3849 | 6.9328 | 7.0942 | 7.3325 | 7.5132 | 7.523 | 7.4073 | 7.3849
STEM | SPS1 | CH | Imports¦Oil¦Synthetic liquids¦PtL¦Total | PJ/yr. | 0 | 0 | 0 | 0 | 0.54787 | 0.16148 | 0.23822 | 0.18075 | 0.0097648 | 0.028636 | 0 | 0
STEM | SPS1 | CH | Imports¦Oil¦Synthetic liquids¦PtL¦PtL Diesel | PJ/yr. | 0 | 0 | 0 | 0 | 0 | 0 | 0 | 0 | 0 | 0 | 0 | 0
STEM | SPS1 | CH | Imports¦Oil¦Synthetic liquids¦PtL¦PtL Gasoline | PJ/yr. | 0 | 0 | 0 | 0 | 0 | 0 | 0 | 0 | 0 | 0 | 0 | 0
| SPS1 | CH | Imports¦Oil¦Synthetic liquids¦PtL¦PtL Kerosene | PJ/yr. | 0 | 0 | 0 | 0 | 0.54787 | 0.16148 | 0.23822 | 0.18075 | 0.0097648 | 0.028636 | 0 | 0
STEM | SPS1 | CH | Imports¦Gas | PJ/yr. | 117.0614 | 107.2365 | 113.5742 | 121.5723 | 126.791 | 129.3198 | 130.0292 | 128.2136 | 124.6525 | 120.5728 | 121.2811 | 110.0426
STEM | SPS1 | CH | Imports¦Gas¦Fossil gases¦Total | PJ/yr. | 117.0614 | 106.72 | 112.407 | 119.3382 | 122.9593 | 123.2042 | 123.6181 | 121.5163 | 117.556 | 113.1627 | 112.5389 | 100.8995
STEM | SPS1 | CH | Imports¦Gas¦Fossil gases¦Natural gas | PJ/yr. | 117.0614 | 106.72 | 112.407 | 119.3366 | 122.9567 | 123.2017 | 123.6155 | 121.5106 | 117.5531 | 113.1571 | 112.5345 | 100.8901
STEM | SPS1 | CH | Imports¦Gas¦Fossil gases¦Liquified Natural Gas | PJ/yr. | 0 | 0 | 0 | 0.0015933 | 0.0026081 | 0.0025173 | 0.0026364 | 0.0056602 | 0.0029277 | 0.0055829 | 0.0044027 | 0.0094127
STEM | SPS1 | CH | Imports¦Gas¦Synthetic gases | PJ/yr. | 0 | 0.5165 | 1.1671 | 2.234 | 3.8317 | 6.1156 | 6.4111 | 6.6973 | 7.0965 | 7.4101 | 8.7423 | 9.1431
STEM | SPS1 | CH | Imports¦Gas¦Synthetic gases¦Biogases | PJ/yr. | 0 | 0.5165 | 1.1671 | 2.234 | 2.234 | 3.8317 | 6.1156 | 6.4111 | 6.6973 | 7.0965 | 7.4101 | 8.7423
STEM | SPS1 | CH | Imports¦Gas¦Synthetic gases¦Biogases¦Biogas | PJ/yr. | 0 | 0.5165 | 1.1671 | 2.234 | 2.234 | 3.8317 | 6.1156 | 6.4111 | 6.6973 | 7.0965 | 7.4101 | 8.7423
STEM | SPS1 | CH | Imports¦Gas¦Synthetic gases¦PtG | PJ/yr. | 0 | 0 | 0 | 0 | 1.5977 | 2.2839 | 0.29548 | 0.28628 | 0.39918 | 0.31355 | 1.3322 | 0.40083
STEM | SPS1 | CH | Imports¦Gas¦Synthetic gases¦PtG¦PtG gas | PJ/yr. | 0 | 0 | 0 | 0 | 1.5977 | 2.2839 | 0.29548 | 0.28628 | 0.39918 | 0.31355 | 1.3322 | 0.40083
STEM | SPS1 | CH | Imports¦Nuclear fuel | PJ/yr. | 250.9482 | 254.3924 | 224.1778 | 221.5312 | 173.5426 | 100.0147 | 0 | 0 | 52.0397 | 110.0174 | 117.1271 | 129.6909
STEM | SPS1 | CH | Imports¦Electricity | PJ/yr. | 97.16 | 50.2766 | 50.4548 | 50.7474 | 56.308 | 59.6465 | 65.5381 | 63.8188 | 69.1124 | 69.1553 | 69.1705 | 69.1525
STEM | SPS1 | CH | Imports¦Electricity¦Austria | PJ/yr. | 15.0138 | 0.018453 | 0.014285 | 0.015098 | 0.010606 | 0.0086216 | 0.0064811 | 0.0095965 | 0.0087653 | 0.13455 | 0.18787 | 0.19654
STEM | SPS1 | CH | Imports¦Electricity¦France | PJ/yr. | 28.9486 | 17.9189 | 21.7506 | 15.3722 | 21.6557 | 30.0472 | 36.9414 | 34.515 | 61.55 | 69.0127 | 68.9789 | 68.948
STEM | SPS1 | CH | Imports¦Electricity¦Germany | PJ/yr. | 46.3985 | 32.3386 | 28.6894 | 35.3599 | 34.6413 | 29.5903 | 28.5897 | 29.2937 | 7.5532 | 0.0075999 | 0.0032486 | 0.0071365
STEM | SPS1 | CH | Imports¦Electricity¦Italy | PJ/yr. | 6.7991 | 0.00071446 | 0.0005995 | 0.00026831 | 0.00039397 | 0.00043571 | 0.00045388 | 0.00049371 | 0.00042875 | 0.00045603 | 0.00042886 | 0.00075522
STEM | SPS1 | CH | Imports¦Hydrogen | PJ/yr. | 0 | 0 | 0 | 0 | 0 | 0.0038678 | 0.0038895 | 0.003155 | 0.0010852 | 0.0021428 | 0.0015675 | 0.0039244
STEM | SPS1 | CH | Exports | PJ/yr. | 117.17 | 35.809 | 64.4336 | 80.3132 | 64.4473 | 42.9663 | 24.9475 | 28.18 | 55.3642 | 68.1475 | 68.2842 | 64.9403
STEM | SPS1 | CH | Exports¦Electricity | PJ/yr. | 117.17 | 35.809 | 64.4336 | 80.3132 | 64.4473 | 42.9663 | 24.9475 | 28.18 | 55.3642 | 68.1475 | 68.2842 | 64.9403
STEM | SPS1 | CH | Exports¦Electricity¦Austria | PJ/yr. | 6.2296 | 0.00104 | 0.0011498 | 0.00025151 | 0.00030937 | 0.00029459 | 0.00023964 | 0.0002355 | 0.00020235 | 0.00021285 | 0.00020284 | 0.00034823
STEM | SPS1 | CH | Exports¦Electricity¦France | PJ/yr. | 12.7534 | 0.00080556 | 0.00079492 | 0.00051485 | 0.00079638 | 0.0008088 | 0.0006315 | 0.00078076 | 0.0005601 | 0.00077833 | 0.00074437 | 0.0013692
STEM | SPS1 | CH | Exports¦Electricity¦Germany | PJ/yr. | 26.493 | 0.00059998 | 0.00063645 | 0.00055562 | 0.0007945 | 0.00087872 | 0.0006459 | 0.00048708 | 0.00030523 | 0.00050522 | 0.00050208 | 0.00097335
STEM | SPS1 | CH | Exports¦Electricity¦Italy | PJ/yr. | 71.6941 | 35.8066 | 64.431 | 80.3119 | 64.4454 | 42.9643 | 24.946 | 28.1785 | 55.3631 | 68.146 | 68.2827 | 64.9376
STEM | SPS1 | CH | Electricity generation | PJ/yr. | 251.1802 | 229.6506 | 256.2036 | 288.6092 | 278.6974 | 258.9518 | 232.7481 | 237.6095 | 261.3813 | 285.7284 | 291.6539 | 299.8798
STEM | SPS1 | CH | Electricity generation¦Nuclear Fuel | PJ/yr. | 82.76 | 83.1097 | 73.08 | 73.08 | 57.3125 | 33.1628 | 0 | 0 | 15.8792 | 35.1033 | 37.4607 | 41.7871
STEM | SPS1 | CH | Electricity generation¦Nuclear Fuel¦Nuclear power plants | PJ/yr. | 82.76 | 83.1097 | 73.08 | 73.08 | 57.3125 | 33.1628 | 0 | 0 | 15.8792 | 35.1033 | 37.4607 | 41.7871
STEM | SPS1 | CH | Electricity generation¦Hydro | PJ/yr. | 146.22 | 121.5986 | 140.3549 | 146.8157 | 146.8526 | 146.8825 | 146.9125 | 146.9443 | 146.9731 | 147.0081 | 147.0498 | 147.4943
STEM | SPS1 | CH | Electricity generation¦Hydro¦Hydro Large | PJ/yr. | 66.7457 | 49.7988 | 68.5316 | 69.6159 | 70.7 | 71.7846 | 72.8686 | 73.9536 | 73.9536 | 73.9538 | 73.9538 | 73.9527
STEM | SPS1 | CH | Electricity generation¦Hydro¦Hydro Run of River | PJ/yr. | 66.6324 | 55.764 | 65.5538 | 64.4716 | 63.3877 | 62.3031 | 61.2191 | 60.1341 | 60.134 | 60.1339 | 60.1339 | 60.135
STEM | SPS1 | CH | Electricity generation¦Hydro¦Pump storage | PJ/yr. | 12.8419 | 16.0357 | 6.2695 | 12.7282 | 12.765 | 12.7948 | 12.8248 | 12.8567 | 12.8855 | 12.9205 | 12.9622 | 13.4066
STEM | SPS1 | CH | Electricity generation¦Oil | PJ/yr. | 0.11191 | 0.17153 | 0.010201 | 0.17153 | 0.17154 | 0.024554 | 0.035314 | 0.051104 | 0.041937 | 0.0531 | 0.049384 | 0.062177
STEM | SPS1 | CH | Electricity generation¦Oil¦Peak devices | PJ/yr. | 0.039601 | 6.0175e-05 | 0.0057746 | 0.0026876 | 0.0031411 | 0.0043378 | 0.013497 | 0.024737 | 0.011299 | 0.023058 | 0.019758 | 0.032306
STEM | SPS1 | CH | Electricity generation¦Oil¦CHP Oil (for District Heating) | PJ/yr. | 0.0018013 | 4.0833e-05 | 0.0016474 | 0.0010979 | 0.0015224 | 0.0016867 | 0.0017691 | 0.0028863 | 0.001972 | 0.0027776 | 0.0022419 | 0.0027815
STEM | SPS1 | CH | Electricity generation¦Oil¦Industrial CHPs oil | PJ/yr. | 0.070502 | 0.17143 | 0.0027793 | 0.16775 | 0.16687 | 0.018529 | 0.020048 | 0.023481 | 0.028666 | 0.027264 | 0.027384 | 0.027089
STEM | SPS1 | CH | Electricity generation¦Oil¦Fossil liquids | PJ/yr. | 0.11191 | 0.17153 | 0.010201 | 0.17153 | 0.17154 | 0.024554 | 0.035314 | 0.051104 | 0.041937 | 0.0531 | 0.049384 | 0.062177
STEM | SPS1 | CH | Electricity generation¦Oil¦Fossil liquids¦Peak devices | PJ/yr. | 0.039601 | 6.0175e-05 | 0.0057746 | 0.0026876 | 0.0031411 | 0.0043378 | 0.013497 | 0.024737 | 0.011299 | 0.023058 | 0.019758 | 0.032306
STEM | SPS1 | CH | Electricity generation¦Oil¦Fossil liquids¦CHP Oil (for District Heating) | PJ/yr. | 0.0018013 | 4.0833e-05 | 0.0016474 | 0.0010979 | 0.0015224 | 0.0016867 | 0.0017691 | 0.0028863 | 0.001972 | 0.0027776 | 0.0022419 | 0.0027815
STEM | SPS1 | CH | Electricity generation¦Oil¦Fossil liquids¦Industrial CHPs oil | PJ/yr. | 0.070502 | 0.17143 | 0.0027793 | 0.16775 | 0.16687 | 0.018529 | 0.020048 | 0.023481 | 0.028666 | 0.027264 | 0.027384 | 0.027089
STEM | SPS1 | CH | Electricity generation¦Oil¦Synthetic liquids | PJ/yr. | 0 | 0 | 0 | 0 | 0 | 0 | 0 | 0 | 0 | 0 | 0 | 0
STEM | SPS1 | CH | Electricity generation¦Oil¦Synthetic liquids¦Peak devices | PJ/yr. | 0 | 0 | 0 | 0 | 0 | 0 | 0 | 0 | 0 | 0 | 0 | 0
STEM | SPS1 | CH | Electricity generation¦Oil¦Synthetic liquids¦CHP Oil (for District Heating) | PJ/yr. | 0 | 0 | 0 | 0 | 0 | 0 | 0 | 0 | 0 | 0 | 0 | 0
STEM | SPS1 | CH | Electricity generation¦Oil¦Synthetic liquids¦Industrial CHPs oil | PJ/yr. | 0 | 0 | 0 | 0 | 0 | 0 | 0 | 0 | 0 | 0 | 0 | 0
STEM | SPS1 | CH | Electricity generation¦Gas | PJ/yr. | 3.2331 | 1.8427 | 1.7969 | 5.357 | 6.7857 | 7.5713 | 10.6336 | 10.9977 | 15.7894 | 17.2048 | 17.0984 | 16.349
STEM | SPS1 | CH | Electricity generation¦Gas¦Gas turbines combined cycle | PJ/yr. | 0 | 0 | 0 | 0 | 0 | 0.042149 | 1.9652 | 3.1816 | 9.988 | 11.8065 | 12.363 | 11.4917
STEM | SPS1 | CH | Electricity generation¦Gas¦Gas turbines open cycle | PJ/yr. | 0 | 0 | 0 | 0 | 0.012175 | 0.061349 | 0.42611 | 0.33613 | 0.3218 | 0.073386 | 0.049746 | 0.094087
STEM | SPS1 | CH | Electricity generation¦Gas¦Gas turbines combined cycle CCS | PJ/yr. | 0 | 0 | 0 | 0 | 0 | 0 | 0 | 0 | 0 | 0 | 0 | 0
STEM | SPS1 | CH | Electricity generation¦Gas¦CHP Gas (for District Heating) | PJ/yr. | 0.96588 | 0.00024568 | 0.013493 | 0.54376 | 0.38211 | 0.89009 | 1.0464 | 1.4168 | 0.12042 | 0.024833 | 0.010597 | 0.0092218
STEM | SPS1 | CH | Electricity generation¦Gas¦CHP Fuel Cell Gas (for District Heating) | PJ/yr. | 0 | 0 | 0 | 0 | 0 | 0.46271 | 1.2239 | 1.225 | 0.90415 | 0.81527 | 0.056904 | 0.034165
STEM | SPS1 | CH | Electricity generation¦Gas¦Industrial CHPs gas | PJ/yr. | 0.66996 | 0.090477 | 0.057595 | 0.79881 | 0.65072 | 0.16395 | 0.12352 | 0.064758 | 0.042562 | 0.051074 | 0.067071 | 0.17049
STEM | SPS1 | CH | Electricity generation¦Gas¦Industrial CHPs gas (CCS) | PJ/yr. | 0 | 0 | 0 | 0 | 0 | 0 | 0 | 0 | 0 | 0 | 0 | 0
STEM | SPS1 | CH | Electricity generation¦Gas¦Industrial CHPs fuel cells (gas reformer) | PJ/yr. | 0 | 0 | 0 | 0.0023303 | 0.0031005 | 0.0056342 | 0.0079643 | 0.013876 | 0.011865 | 0.018221 | 0.017824 | 0.038938
STEM | SPS1 | CH | Electricity generation¦Gas¦Residential single family CHPs gas | PJ/yr. | 0.015453 | 0.0029096 | 0.01082 | 0.010443 | 0.020874 | 0.023039 | 0.027131 | 0.034579 | 0.029513 | 0.028448 | 0.11768 | 0.13209
STEM | SPS1 | CH | Electricity generation¦Gas¦Residential single family CHPs fuel cells gas | PJ/yr. | 0 | 0 | 0 | 0.00040416 | 0.0014698 | 0.0014889 | 0.0015803 | 0.0037631 | 0.0030413 | 0.0047606 | 0.0045698 | 0.0085188
STEM | SPS1 | CH | Electricity generation¦Gas¦Residential multi family CHPs gas | PJ/yr. | 0.02803 | 0.01714 | 0.082054 | 0.62751 | 0.64601 | 0.73859 | 0.67945 | 0.72094 | 0.71829 | 0.69511 | 0.60692 | 0.51919
STEM | SPS1 | CH | Electricity generation¦Gas¦Residential multi family CHPs fuel cells gas | PJ/yr. | 0 | 0 | 0 | 0.0017686 | 0.0070626 | 0.0072211 | 0.0083242 | 0.022198 | 0.01905 | 0.034141 | 0.032727 | 0.058082
STEM | SPS1 | CH | Electricity generation¦Gas¦Services sectors CHPs (bio)gas | PJ/yr. | 0.95937 | 1.106 | 1.106 | 1.106 | 1.106 | 1.106 | 1.106 | 1.106 | 1.106 | 1.1061 | 1.1061 | 1.1069
STEM | SPS1 | CH | Electricity generation¦Gas¦Services sectors CHPs gas | PJ/yr. | 0.5944 | 0.62589 | 0.52686 | 2.2636 | 3.949 | 4.0621 | 4.0127 | 2.8596 | 2.5122 | 2.5246 | 2.6483 | 2.6477
STEM | SPS1 | CH | Electricity generation¦Gas¦Services sectors CHPs fuel cells (gas reformer) | PJ/yr. | 0 | 0 | 0 | 0.0023638 | 0.0071968 | 0.0069573 | 0.0053369 | 0.012428 | 0.012358 | 0.022415 | 0.016941 | 0.037901
STEM | SPS1 | CH | Electricity generation¦Gas¦Fossil gases | PJ/yr. | 2.2139 | 0.70416 | 0.62546 | 4.0612 | 5.4887 | 6.3161 | 9.3521 | 9.7236 | 14.458 | 15.8607 | 15.7446 | 14.957
STEM | SPS1 | CH | Electricity generation¦Gas¦Fossil gases¦Gas turbines combined cycle | PJ/yr. | 0 | 0 | 0 | 0 | 0 | 0.041176 | 1.929 | 3.1275 | 9.8347 | 11.6319 | 12.1715 | 11.2767
STEM | SPS1 | CH | Electricity generation¦Gas¦Fossil gases¦Gas turbines open cycle | PJ/yr. | 0 | 0 | 0 | 0 | 0.011766 | 0.059933 | 0.41827 | 0.33042 | 0.31686 | 0.0723 | 0.048976 | 0.092327
STEM | SPS1 | CH | Electricity generation¦Gas¦Fossil gases¦Gas turbines combined cycle CCS | PJ/yr. | 0 | 0 | 0 | 0 | 0 | 0 | 0 | 0 | 0 | 0 | 0 | 0
STEM | SPS1 | CH | Electricity generation¦Gas¦Fossil gases¦CHP Gas (for District Heating) | PJ/yr. | 0.94048 | 0.00023484 | 0.012216 | 0.51948 | 0.36927 | 0.86955 | 1.0271 | 1.3928 | 0.11857 | 0.024466 | 0.010433 | 0.0090493
STEM | SPS1 | CH | Electricity generation¦Gas¦Fossil gases¦CHP Fuel Cell Gas (for District Heating) | PJ/yr. | 0 | 0 | 0 | 0 | 0 | 0.45203 | 1.2013 | 1.2042 | 0.89027 | 0.80321 | 0.056022 | 0.033526
STEM | SPS1 | CH | Electricity generation¦Gas¦Fossil gases¦Industrial CHPs gas | PJ/yr. | 0.65234 | 0.086485 | 0.052146 | 0.76315 | 0.62884 | 0.16017 | 0.12125 | 0.063658 | 0.041908 | 0.050319 | 0.066032 | 0.1673
STEM | SPS1 | CH | Electricity generation¦Gas¦Fossil gases¦Industrial CHPs gas (CCS) | PJ/yr. | 0 | 0 | 0 | 0 | 0 | 0 | 0 | 0 | 0 | 0 | 0 | 0
STEM | SPS1 | CH | Electricity generation¦Gas¦Fossil gases¦Industrial CHPs fuel cells (gas reformer) | PJ/yr. | 0 | 0 | 0 | 0.0022262 | 0.0029963 | 0.0055042 | 0.0078175 | 0.01364 | 0.011683 | 0.017951 | 0.017548 | 0.03821
STEM | SPS1 | CH | Electricity generation¦Gas¦Fossil gases¦Residential single family CHPs gas | PJ/yr. | 0.015046 | 0.0027813 | 0.009796 | 0.0099765 | 0.020172 | 0.022507 | 0.026631 | 0.033991 | 0.02906 | 0.028028 | 0.11586 | 0.12962
STEM | SPS1 | CH | Electricity generation¦Gas¦Fossil gases¦Residential single family CHPs fuel cells gas | PJ/yr. | 0 | 0 | 0 | 0.00038612 | 0.0014204 | 0.0014545 | 0.0015512 | 0.0036991 | 0.0029946 | 0.0046902 | 0.004499 | 0.0083595
STEM | SPS1 | CH | Electricity generation¦Gas¦Fossil gases¦Residential multi family CHPs gas | PJ/yr. | 0.027293 | 0.016384 | 0.074291 | 0.5995 | 0.62429 | 0.72154 | 0.66693 | 0.70869 | 0.70726 | 0.68483 | 0.59753 | 0.50948
STEM | SPS1 | CH | Electricity generation¦Gas¦Fossil gases¦Residential multi family CHPs fuel cells gas | PJ/yr. | 0 | 0 | 0 | 0.0016897 | 0.0068252 | 0.0070544 | 0.0081708 | 0.021821 | 0.018758 | 0.033636 | 0.03222 | 0.056995
STEM | SPS1 | CH | Electricity generation¦Gas¦Fossil gases¦Services sectors CHPs (bio)gas | PJ/yr. | 0 | 0 | 0 | 0 | 0 | 0 | 0 | 0 | 0 | 0 | 0 | 0
STEM | SPS1 | CH | Electricity generation¦Gas¦Fossil gases¦Services sectors CHPs gas | PJ/yr. | 0.57877 | 0.59827 | 0.47701 | 2.1626 | 3.8162 | 3.9684 | 3.9388 | 2.811 | 2.4737 | 2.4873 | 2.6073 | 2.5982
STEM | SPS1 | CH | Electricity generation¦Gas¦Fossil gases¦Services sectors CHPs fuel cells (gas reformer) | PJ/yr. | 0 | 0 | 0 | 0.0022583 | 0.0069548 | 0.0067967 | 0.0052386 | 0.012217 | 0.012168 | 0.022084 | 0.016678 | 0.037192
STEM | SPS1 | CH | Electricity generation¦Gas¦Synthetic gases | PJ/yr. | 1.0192 | 1.1385 | 1.1714 | 1.2958 | 1.297 | 1.2552 | 1.2815 | 1.2741 | 1.3314 | 1.3442 | 1.3538 | 1.392
STEM | SPS1 | CH | Electricity generation¦Gas¦Synthetic gases¦Gas turbines combined cycle | PJ/yr. | 0 | 0 | 0 | 0 | 0 | 0.00097271 | 0.036199 | 0.054057 | 0.15329 | 0.17462 | 0.19144 | 0.21499
STEM | SPS1 | CH | Electricity generation¦Gas¦Synthetic gases¦Gas turbines open cycle | PJ/yr. | 0 | 0 | 0 | 0 | 0.00040928 | 0.0014158 | 0.0078492 | 0.0057111 | 0.0049388 | 0.0010854 | 0.00077033 | 0.0017602
STEM | SPS1 | CH | Electricity generation¦Gas¦Synthetic gases¦Gas turbines combined cycle CCS | PJ/yr. | 0 | 0 | 0 | 0 | 0 | 0 | 0 | 0 | 0 | 0 | 0 | 0
STEM | SPS1 | CH | Electricity generation¦Gas¦Synthetic gases¦CHP Gas (for District Heating) | PJ/yr. | 0.025403 | 1.084e-05 | 0.0012766 | 0.024274 | 0.012845 | 0.020541 | 0.019275 | 0.024073 | 0.0018482 | 0.0003673 | 0.00016409 | 0.00017252
STEM | SPS1 | CH | Electricity generation¦Gas¦Synthetic gases¦CHP Fuel Cell Gas (for District Heating) | PJ/yr. | 0 | 0 | 0 | 0 | 0 | 0.010678 | 0.022544 | 0.020813 | 0.013876 | 0.012058 | 0.00088116 | 0.00063916
STEM | SPS1 | CH | Electricity generation¦Gas¦Synthetic gases¦Industrial CHPs gas | PJ/yr. | 0.01762 | 0.003992 | 0.0054492 | 0.03566 | 0.021874 | 0.0037837 | 0.0022753 | 0.0011003 | 0.00065321 | 0.00075541 | 0.0010386 | 0.0031895
STEM | SPS1 | CH | Electricity generation¦Gas¦Synthetic gases¦Industrial CHPs gas (CCS) | PJ/yr. | 0 | 0 | 0 | 0 | 0 | 0 | 0 | 0 | 0 | 0 | 0 | 0
STEM | SPS1 | CH | Electricity generation¦Gas¦Synthetic gases¦Industrial CHPs fuel cells (gas reformer) | PJ/yr. | 0 | 0 | 0 | 0.00010403 | 0.00010423 | 0.00013003 | 0.0001467 | 0.00023576 | 0.00018211 | 0.00026949 | 0.000276 | 0.00072846
STEM | SPS1 | CH | Electricity generation¦Gas¦Synthetic gases¦Residential single family CHPs gas | PJ/yr. | 0.00040642 | 0.00012838 | 0.0010237 | 0.00046618 | 0.00070168 | 0.00053169 | 0.00049976 | 0.00058752 | 0.00045295 | 0.00042076 | 0.0018223 | 0.0024711
STEM | SPS1 | CH | Electricity generation¦Gas¦Synthetic gases¦Residential single family CHPs fuel cells gas | PJ/yr. | 0 | 0 | 0 | 1.8042e-05 | 4.9407e-05 | 3.436e-05 | 2.911e-05 | 6.3937e-05 | 4.6676e-05 | 7.0412e-05 | 7.0763e-05 | 0.00015937
STEM | SPS1 | CH | Electricity generation¦Gas¦Synthetic gases¦Residential multi family CHPs gas | PJ/yr. | 0.00073721 | 0.00075626 | 0.0077633 | 0.028013 | 0.021716 | 0.017045 | 0.012516 | 0.012249 | 0.011024 | 0.010281 | 0.0093983 | 0.009713
STEM | SPS1 | CH | Electricity generation¦Gas¦Synthetic gases¦Residential multi family CHPs fuel cells gas | PJ/yr. | 0 | 0 | 0 | 7.8955e-05 | 0.00023742 | 0.00016665 | 0.00015333 | 0.00037717 | 0.00029237 | 0.00050496 | 0.00050678 | 0.0010866
STEM | SPS1 | CH | Electricity generation¦Gas¦Synthetic gases¦Services sectors CHPs (bio)gas | PJ/yr. | 0.95937 | 1.106 | 1.106 | 1.106 | 1.106 | 1.106 | 1.106 | 1.106 | 1.106 | 1.1061 | 1.1061 | 1.1069
STEM | SPS1 | CH | Electricity generation¦Gas¦Synthetic gases¦Services sectors CHPs gas | PJ/yr. | 0.015633 | 0.027615 | 0.049847 | 0.10105 | 0.13275 | 0.093746 | 0.073916 | 0.048587 | 0.038556 | 0.03734 | 0.04101 | 0.049534
STEM | SPS1 | CH | Electricity generation¦Gas¦Synthetic gases¦Services sectors CHPs fuel cells (gas reformer) | PJ/yr. | 0 | 0 | 0 | 0.00010553 | 0.00024193 | 0.00016056 | 9.8307e-05 | 0.00021116 | 0.00018966 | 0.00033153 | 0.00026233 | 0.00070906
STEM | SPS1 | CH | Electricity generation¦Wastes | PJ/yr. | 8.2757 | 8.9478 | 9.8466 | 9.1362 | 9.2156 | 9.3897 | 9.5675 | 9.7491 | 9.7491 | 9.7491 | 9.7491 | 9.7492
STEM | SPS1 | CH | Electricity generation¦Wastes¦Wastes Incineration (electric only) | PJ/yr. | 6.507 | 7.3028 | 8.1805 | 7.3981 | 7.4919 | 7.668 | 7.8485 | 8.0333 | 8.0333 | 8.0333 | 8.0333 | 8.0334
STEM | SPS1 | CH | Electricity generation¦Wastes¦Wastes Incineration (electric only) CCS | PJ/yr. | 0 | 0 | 0 | 0 | 0 | 0 | 0 | 0 | 0 | 0 | 0 | 0
STEM | SPS1 | CH | Electricity generation¦Wastes¦CHP Wastes (for District Heating) | PJ/yr. | 1.5387 | 1.4149 | 1.3294 | 1.4051 | 1.3946 | 1.3942 | 1.3932 | 1.3916 | 1.3916 | 1.3916 | 1.3916 | 1.3916
STEM | SPS1 | CH | Electricity generation¦Wastes¦CHP Wastes (for District Heating) CCS | PJ/yr. | 0 | 0 | 0 | 0 | 0 | 0 | 0 | 0 | 0 | 0 | 0 | 0
STEM | SPS1 | CH | Electricity generation¦Wastes¦Industrial CHPs wastes | PJ/yr. | 0.23004 | 0.23016 | 0.33671 | 0.33295 | 0.32919 | 0.32753 | 0.32586 | 0.3242 | 0.3242 | 0.3242 | 0.3242 | 0.32421
STEM | SPS1 | CH | Electricity generation¦Wastes¦Industrial CHPs wastes CCS | PJ/yr. | 0 | 0 | 0 | 0 | 0 | 0 | 0 | 0 | 0 | 0 | 0 | 0
STEM | SPS1 | CH | Electricity generation¦Wastes¦Renewable¦Total | PJ/yr. | 4.0228 | 4.3588 | 4.755 | 4.4016 | 4.4432 | 4.5311 | 4.6208 | 4.7125 | 4.7125 | 4.7125 | 4.7125 | 4.7125
STEM | SPS1 | CH | Electricity generation¦Wastes¦Renewable¦Wastes Incineration (electric only) | PJ/yr. | 3.2535 | 3.6514 | 4.0903 | 3.6991 | 3.7459 | 3.834 | 3.9242 | 4.0166 | 4.0166 | 4.0167 | 4.0167 | 4.0167
STEM | SPS1 | CH | Electricity generation¦Wastes¦Renewable¦Wastes Incineration (electric only) CCS | PJ/yr. | 0 | 0 | 0 | 0 | 0 | 0 | 0 | 0 | 0 | 0 | 0 | 0
STEM | SPS1 | CH | Electricity generation¦Wastes¦Renewable¦CHP Wastes (for District Heating) | PJ/yr. | 0.76935 | 0.70745 | 0.6647 | 0.70257 | 0.69729 | 0.69708 | 0.69659 | 0.69582 | 0.69582 | 0.69582 | 0.69582 | 0.69581
STEM | SPS1 | CH | Electricity generation¦Wastes¦Renewable¦CHP Wastes (for District Heating) CCS | PJ/yr. | 0 | 0 | 0 | 0 | 0 | 0 | 0 | 0 | 0 | 0 | 0 | 0
STEM | SPS1 | CH | Electricity generation¦Wastes¦Renewable¦Industrial CHPs wastes | PJ/yr. | 0 | 0 | 0 | 0 | 0 | 0 | 0 | 0 | 0 | 0 | 0 | 0
STEM | SPS1 | CH | Electricity generation¦Wastes¦Renewable¦Industrial CHPs wastes CCS | PJ/yr. | 0 | 0 | 0 | 0 | 0 | 0 | 0 | 0 | 0 | 0 | 0 | 0
STEM | SPS1 | CH | Electricity generation¦Wastes¦Non Renewable | PJ/yr. | 4.2529 | 4.589 | 5.0917 | 4.7346 | 4.7724 | 4.8586 | 4.9467 | 5.0367 | 5.0367 | 5.0367 | 5.0367 | 5.0367
STEM | SPS1 | CH | Electricity generation¦Wastes¦Non Renewable¦Wastes Incineration (electric only) | PJ/yr. | 3.2535 | 3.6514 | 4.0903 | 3.6991 | 3.7459 | 3.834 | 3.9242 | 4.0166 | 4.0166 | 4.0167 | 4.0167 | 4.0167
STEM | SPS1 | CH | Electricity generation¦Wastes¦Non Renewable¦Wastes Incineration (electric only) CCS | PJ/yr. | 0 | 0 | 0 | 0 | 0 | 0 | 0 | 0 | 0 | 0 | 0 | 0
STEM | SPS1 | CH | Electricity generation¦Wastes¦Non Renewable¦CHP Wastes (for District Heating) | PJ/yr. | 0.76935 | 0.70745 | 0.6647 | 0.70257 | 0.69729 | 0.69708 | 0.69659 | 0.69582 | 0.69582 | 0.69582 | 0.69582 | 0.69581
STEM | SPS1 | CH | Electricity generation¦Wastes¦Non Renewable¦CHP Wastes (for District Heating) CCS | PJ/yr. | 0 | 0 | 0 | 0 | 0 | 0 | 0 | 0 | 0 | 0 | 0 | 0
STEM | SPS1 | CH | Electricity generation¦Wastes¦Non Renewable¦Industrial CHPs wastes | PJ/yr. | 0.23004 | 0.23016 | 0.33671 | 0.33295 | 0.32919 | 0.32753 | 0.32586 | 0.3242 | 0.3242 | 0.3242 | 0.3242 | 0.32421
STEM | SPS1 | CH | Electricity generation¦Wastes¦Non Renewable¦Industrial CHPs wastes CCS | PJ/yr. | 0 | 0 | 0 | 0 | 0 | 0 | 0 | 0 | 0 | 0 | 0 | 0
STEM | SPS1 | CH | Electricity generation¦Wood | PJ/yr. | 0.58666 | 0.58666 | 1.6992 | 3.0073 | 3.87 | 4.5423 | 5.2145 | 5.8866 | 5.8866 | 5.8867 | 5.8867 | 5.8868
STEM | SPS1 | CH | Electricity generation¦Wood¦CHP Wood (for District Heating) | PJ/yr. | 0.41408 | 0.065064 | 0.54269 | 1.0862 | 1.325 | 1.5487 | 1.5922 | 1.2495 | 0.41182 | 0.39368 | 0.35567 | 0.24655
STEM | SPS1 | CH | Electricity generation¦Wood¦Biomass with CCS (BECCS) | PJ/yr. | 0 | 0 | 0 | 0 | 0 | 0 | 0 | 0 | 0 | 0 | 0 | 0
STEM | SPS1 | CH | Electricity generation¦Wood¦Industrial CHPs wood | PJ/yr. | 0.17258 | 0.5216 | 1.1565 | 1.9076 | 2.5292 | 2.9787 | 3.6069 | 4.6023 | 5.4412 | 5.4529 | 5.4952 | 5.5705
STEM | SPS1 | CH | Electricity generation¦Wood¦Industrial CHPs wood (CCS) | PJ/yr. | 0 | 0 | 0 | 0 | 0 | 0 | 0 | 0 | 0 | 0 | 0 | 0
STEM | SPS1 | CH | Electricity generation¦Wood¦Residential single family CHPs wood | PJ/yr. | 0 | 0 | 0 | 0.0020452 | 0.0040876 | 0.0044144 | 0.0040036 | 0.0095044 | 0.008789 | 0.011724 | 0.0077217 | 0.014615
STEM | SPS1 | CH | Electricity generation¦Wood¦Residential multi family CHPs wood | PJ/yr. | 0 | 0 | 0 | 0.005592 | 0.0072895 | 0.0066639 | 0.0064854 | 0.017206 | 0.01688 | 0.01643 | 0.016869 | 0.030567
STEM | SPS1 | CH | Electricity generation¦Wood¦Services sectors CHPs wood | PJ/yr. | 0 | 0 | 0 | 0.0058346 | 0.0044444 | 0.0037638 | 0.0049291 | 0.0081244 | 0.0079468 | 0.011934 | 0.011249 | 0.024571
STEM | SPS1 | CH | Electricity generation¦Wind | PJ/yr. | 0.524 | 0.54529 | 0.50317 | 0.56613 | 0.57169 | 0.57179 | 0.58289 | 0.58297 | 0.58388 | 0.5839 | 0.58421 | 0.58572
STEM | SPS1 | CH | Electricity generation¦Wind¦Wind turbines | PJ/yr. | 0.524 | 0.54529 | 0.50317 | 0.56613 | 0.57169 | 0.57179 | 0.58289 | 0.58297 | 0.58388 | 0.5839 | 0.58421 | 0.58572
STEM | SPS1 | CH | Electricity generation¦Solar | PJ/yr. | 9.355 | 12.8214 | 28.8 | 50.2058 | 53.5018 | 56.1815 | 58.8601 | 61.7099 | 64.2952 | 67.3318 | 70.7389 | 74.4086
STEM | SPS1 | CH | Electricity generation¦Solar¦Solar PV (large scale) | PJ/yr. | 0 | 0 | 0.15619 | 0.30152 | 1.0518 | 1.0561 | 0.92266 | 0.81701 | 0.29624 | 0.06814 | 0.044156 | 0.10756
STEM | SPS1 | CH | Electricity generation¦Solar¦Solar PV (Industry) | PJ/yr. | 3.518 | 4.8486 | 11.9271 | 14.1166 | 14.8367 | 15.5935 | 16.389 | 17.225 | 18.1036 | 19.0271 | 19.9977 | 21.0178
STEM | SPS1 | CH | Electricity generation¦Solar¦Solar PV (Residential single family) | PJ/yr. | 2.1349 | 3.3907 | 6.9699 | 18.917 | 19.8819 | 20.8961 | 21.962 | 23.0823 | 24.2598 | 25.4973 | 26.7979 | 28.1649
STEM | SPS1 | CH | Electricity generation¦Solar¦Solar PV (Residential multi family) | PJ/yr. | 0.86248 | 1.2876 | 5.8108 | 12.4616 | 13.0973 | 13.7654 | 14.4676 | 15.2056 | 15.9812 | 16.7964 | 17.6532 | 18.5537
STEM | SPS1 | CH | Electricity generation¦Solar¦Solar PV (Services) | PJ/yr. | 2.8396 | 3.2945 | 3.9361 | 4.4091 | 4.6341 | 4.8704 | 5.1189 | 5.38 | 5.6544 | 5.9429 | 6.246 | 6.5647
STEM | SPS1 | CH | Electricity generation¦Geothermal | PJ/yr. | 0 | 0 | 0 | 0 | 0 | 0 | 0.0089563 | 0.014442 | 0.01454 | 0.015183 | 0.017201 | 0.030647
STEM | SPS1 | CH | Electricity generation¦Geothermal¦Deep geothermal | PJ/yr. | 0 | 0 | 0 | 0 | 0 | 0 | 0.0089563 | 0.014442 | 0.01454 | 0.015183 | 0.017201 | 0.030647
STEM | SPS1 | CH | Electricity generation¦Hydrogen | PJ/yr. | 0 | 0 | 0 | 0.0041108 | 0.012629 | 0.021129 | 0.022064 | 0.060757 | 0.05507 | 0.16267 | 0.23972 | 0.29931
STEM | SPS1 | CH | Electricity generation¦Hydrogen¦CHP Fuel Cell Hydrogen (for District Heating) | PJ/yr. | 0 | 0 | 0 | 0 | 0 | 0.0026372 | 0.0027068 | 0.0061815 | 0.006191 | 0.038195 | 0.13342 | 0.13472
STEM | SPS1 | CH | Electricity generation¦Hydrogen¦Industrial CHPs fuel cells (hydrogen) | PJ/yr. | 0 | 0 | 0 | 0.0024316 | 0.0082821 | 0.013478 | 0.013564 | 0.039868 | 0.034959 | 0.091085 | 0.082073 | 0.11723
STEM | SPS1 | CH | Electricity generation¦Hydrogen¦Services sectors CHPs fuel cells (hydrogen) | PJ/yr. | 0 | 0 | 0 | 0.0016791 | 0.0043471 | 0.005014 | 0.0057924 | 0.014708 | 0.013919 | 0.033394 | 0.024225 | 0.047369
STEM | SPS1 | CH | Electricity generation¦Electricity storage (non hydro) | PJ/yr. | 0.11383 | 0.026969 | 0.11277 | 0.2654 | 0.40318 | 0.60413 | 0.91067 | 1.6125 | 2.1132 | 2.6297 | 2.7797 | 3.227
STEM | SPS1 | CH | Electricity generation¦Electricity storage (non hydro)¦CAES | PJ/yr. | 0.094571 | 0.009615 | 0.093491 | 0.044534 | 0.038998 | 0.030967 | 0.0043009 | 0.017332 | 0.093339 | 0.09336 | 0.093353 | 0.093359
STEM | SPS1 | CH | Electricity generation¦Electricity storage (non hydro)¦Battery storage large size centralised | PJ/yr. | 0.005113 | 0.0041444 | 0.0051303 | 0.0046737 | 0.010885 | 0.13957 | 0.14102 | 0.23074 | 0.27528 | 0.33975 | 0.34152 | 0.35677
STEM | SPS1 | CH | Electricity generation¦Electricity storage (non hydro)¦Battery storage medium size centralised | PJ/yr. | 0.0047251 | 0.0038432 | 0.004736 | 0.0044829 | 0.010771 | 0.058285 | 0.38117 | 0.9283 | 1.287 | 1.7154 | 1.8395 | 2.2441
STEM | SPS1 | CH | Electricity generation¦Electricity storage (non hydro)¦Batteries in industry | PJ/yr. | 0.0015685 | 0.0015594 | 0.0015681 | 0.038601 | 0.062692 | 0.063875 | 0.066479 | 0.082289 | 0.079024 | 0.09216 | 0.10079 | 0.12447
STEM | SPS1 | CH | Electricity generation¦Electricity storage (non hydro)¦Batteries in residential single family houses | PJ/yr. | 0.0031411 | 0.0031208 | 0.0031377 | 0.064392 | 0.10424 | 0.10868 | 0.1148 | 0.13251 | 0.14309 | 0.14593 | 0.15213 | 0.1532
STEM | SPS1 | CH | Electricity generation¦Electricity storage (non hydro)¦Batteries in residential multi-family houses | PJ/yr. | 0.0031411 | 0.0031208 | 0.0031376 | 0.064557 | 0.10531 | 0.12164 | 0.12034 | 0.13317 | 0.14314 | 0.1461 | 0.15221 | 0.1533
STEM | SPS1 | CH | Electricity generation¦Electricity storage (non hydro)¦Batteries in Services sector | PJ/yr. | 0.0015743 | 0.0015651 | 0.0015737 | 0.044161 | 0.070292 | 0.081108 | 0.082561 | 0.088178 | 0.092298 | 0.097047 | 0.10019 | 0.10178
STEM | SPS1 | CH | Heat generation from CHPs and heat plants | PJ/yr. | 31.021 | 37.5266 | 37.8762 | 40.0568 | 42.4833 | 42.6204 | 43.5939 | 44.5948 | 48.949 | 48.9817 | 48.9444 | 48.22
STEM | SPS1 | CH | Heat generation from CHPs and heat plants¦District heating | PJ/yr. | 24.5082 | 29.3046 | 29.4554 | 25.92 | 25.1121 | 25.7241 | 25.8936 | 26.6759 | 29.8202 | 29.7611 | 29.4349 | 28.4022
STEM | SPS1 | CH | Heat generation from CHPs and heat plants¦District heating¦CHP | PJ/yr. | 17.5082 | 13.471 | 13.8726 | 16.7892 | 16.629 | 18.5704 | 19.69 | 19.287 | 14.0525 | 13.8003 | 13.2627 | 13.0841
STEM | SPS1 | CH | Heat generation from CHPs and heat plants¦District heating¦CHP¦Oil | PJ/yr. | 0.0092637 | 0.00021 | 0.0084723 | 0.0056462 | 0.0078292 | 0.0086746 | 0.0090984 | 0.014844 | 0.010142 | 0.014285 | 0.01153 | 0.014305
STEM | SPS1 | CH | Heat generation from CHPs and heat plants¦District heating¦CHP¦Oil¦CHP Oil (for District Heating) | PJ/yr. | 0.0092637 | 0.00021 | 0.0084723 | 0.0056462 | 0.0078292 | 0.0086746 | 0.0090984 | 0.014844 | 0.010142 | 0.014285 | 0.01153 | 0.014305
STEM | SPS1 | CH | Heat generation from CHPs and heat plants¦District heating¦CHP¦Oil¦Fossil liquids¦CHP Oil (for District Heating) | PJ/yr. | 0.0092637 | 0.00021 | 0.0084723 | 0.0056462 | 0.0078292 | 0.0086746 | 0.0090984 | 0.014844 | 0.010142 | 0.014285 | 0.01153 | 0.014305
STEM | SPS1 | CH | Heat generation from CHPs and heat plants¦District heating¦CHP¦Oil¦Synthetic liquids¦CHP Oil (for District Heating) | PJ/yr. | 0 | 0 | 0 | 0 | 0 | 0 | 0 | 0 | 0 | 0 | 0 | 0
STEM | SPS1 | CH | Heat generation from CHPs and heat plants¦District heating¦CHP¦Gas | PJ/yr. | 1.8036 | 0.0004721 | 0.027026 | 1.163 | 0.81284 | 2.4731 | 3.7932 | 4.5888 | 1.4501 | 1.1322 | 0.097579 | 0.064572
STEM | SPS1 | CH | Heat generation from CHPs and heat plants¦District heating¦CHP¦Gas¦CHP Gas (for District Heating) | PJ/yr. | 1.8036 | 0.0004721 | 0.027026 | 1.163 | 0.81284 | 1.8832 | 2.2021 | 2.9658 | 0.25207 | 0.051982 | 0.022181 | 0.019303
STEM | SPS1 | CH | Heat generation from CHPs and heat plants¦District heating¦CHP¦Gas¦CHP Fuel Cell Gas (for District Heating) | PJ/yr. | 0 | 0 | 0 | 0 | 0 | 0.58995 | 1.591 | 1.6231 | 1.198 | 1.0802 | 0.075397 | 0.045269
| SPS1 | CH | Heat generation from CHPs and heat plants¦District heating¦CHP¦Gas¦Fossil gases | PJ/yr. | 1.7561 | 0.00045127 | 0.024469 | 1.111 | 0.78552 | 2.4161 | 3.7233 | 4.5109 | 1.4278 | 1.1155 | 0.096068 | 0.063364
STEM | SPS1 | CH | Heat generation from CHPs and heat plants¦District heating¦CHP¦Gas¦Fossil gases¦CHP Gas (for District Heating) | PJ/yr. | 1.7561 | 0.00045127 | 0.024469 | 1.111 | 0.78552 | 1.8397 | 2.1615 | 2.9154 | 0.2482 | 0.051213 | 0.021838 | 0.018942
STEM | SPS1 | CH | Heat generation from CHPs and heat plants¦District heating¦CHP¦Gas¦Fossil gases¦CHP Fuel Cell Gas (for District Heating) | PJ/yr. | 0 | 0 | 0 | 0 | 0 | 0.57634 | 1.5617 | 1.5955 | 1.1796 | 1.0643 | 0.07423 | 0.044422
| SPS1 | CH | Heat generation from CHPs and heat plants¦District heating¦CHP¦Gas¦Synthetic gases | PJ/yr. | 0.047435 | 2.083e-05 | 0.002557 | 0.051916 | 0.027324 | 0.057075 | 0.069871 | 0.077968 | 0.022255 | 0.016746 | 0.001511 | 0.001208
STEM | SPS1 | CH | Heat generation from CHPs and heat plants¦District heating¦CHP¦Gas¦Synthetic gases¦CHP Gas (for District Heating) | PJ/yr. | 0.047435 | 2.083e-05 | 0.002557 | 0.051916 | 0.027324 | 0.04346 | 0.040564 | 0.05039 | 0.0038686 | 0.00076883 | 0.00034348 | 0.00036113
STEM | SPS1 | CH | Heat generation from CHPs and heat plants¦District heating¦CHP¦Gas¦Synthetic gases¦CHP Fuel Cell Gas (for District Heating) | PJ/yr. | 0 | 0 | 0 | 0 | 0 | 0.013615 | 0.029308 | 0.027577 | 0.018386 | 0.015977 | 0.0011675 | 0.00084688
STEM | SPS1 | CH | Heat generation from CHPs and heat plants¦District heating¦CHP¦Wastes | PJ/yr. | 14.372 | 13.0517 | 12.172 | 12.7796 | 12.343 | 12.0348 | 11.7201 | 11.3991 | 11.3991 | 11.3991 | 11.3991 | 11.399
STEM | SPS1 | CH | Heat generation from CHPs and heat plants¦District heating¦CHP¦Wastes¦CHP Wastes (for District Heating) | PJ/yr. | 14.372 | 13.0517 | 12.172 | 12.7796 | 12.343 | 12.0348 | 11.7201 | 11.3991 | 11.3991 | 11.3991 | 11.3991 | 11.399
STEM | SPS1 | CH | Heat generation from CHPs and heat plants¦District heating¦CHP¦Wastes¦CHP Wastes (for District Heating) CCS | PJ/yr. | 0 | 0 | 0 | 0 | 0 | 0 | 0 | 0 | 0 | 0 | 0 | 0
STEM | SPS1 | CH | Heat generation from CHPs and heat plants¦District heating¦CHP¦Wastes¦Renewable | PJ/yr. | 7.186 | 6.5258 | 6.086 | 6.3898 | 6.1715 | 6.0174 | 5.86 | 5.6995 | 5.6995 | 5.6995 | 5.6995 | 5.6995
STEM | SPS1 | CH | Heat generation from CHPs and heat plants¦District heating¦CHP¦Wastes¦Renewable¦CHP Wastes (for District Heating) | PJ/yr. | 7.186 | 6.5258 | 6.086 | 6.3898 | 6.1715 | 6.0174 | 5.86 | 5.6995 | 5.6995 | 5.6995 | 5.6995 | 5.6995
STEM | SPS1 | CH | Heat generation from CHPs and heat plants¦District heating¦CHP¦Wastes¦Renewable¦CHP Wastes (for District Heating) CCS | PJ/yr. | 0 | 0 | 0 | 0 | 0 | 0 | 0 | 0 | 0 | 0 | 0 | 0
STEM | SPS1 | CH | Heat generation from CHPs and heat plants¦District heating¦CHP¦Wastes¦Non Renewable | PJ/yr. | 7.186 | 6.5258 | 6.086 | 6.3898 | 6.1715 | 6.0174 | 5.86 | 5.6995 | 5.6995 | 5.6995 | 5.6995 | 5.6995
STEM | SPS1 | CH | Heat generation from CHPs and heat plants¦District heating¦CHP¦Wastes¦Non Renewable¦CHP Wastes (for District Heating) | PJ/yr. | 7.186 | 6.5258 | 6.086 | 6.3898 | 6.1715 | 6.0174 | 5.86 | 5.6995 | 5.6995 | 5.6995 | 5.6995 | 5.6995
STEM | SPS1 | CH | Heat generation from CHPs and heat plants¦District heating¦CHP¦Wastes¦Non Renewable¦CHP Wastes (for District Heating) CCS | PJ/yr. | 0 | 0 | 0 | 0 | 0 | 0 | 0 | 0 | 0 | 0 | 0 | 0
STEM | SPS1 | CH | Heat generation from CHPs and heat plants¦District heating¦CHP¦Wood | PJ/yr. | 1.3233 | 0.4187 | 1.6651 | 2.8409 | 3.4654 | 4.0505 | 4.1643 | 3.2765 | 1.1854 | 1.2065 | 1.5861 | 1.4362
STEM | SPS1 | CH | Heat generation from CHPs and heat plants¦District heating¦CHP¦Wood¦CHP Wood (for District Heating) | PJ/yr. | 1.3233 | 0.4187 | 1.6651 | 2.8409 | 3.4654 | 4.0505 | 4.1643 | 3.2765 | 1.1854 | 1.2065 | 1.5861 | 1.4362
STEM | SPS1 | CH | Heat generation from CHPs and heat plants¦District heating¦CHP¦Hydrogen | PJ/yr. | 0 | 0 | 0 | 0 | 0 | 0.0032024 | 0.0033513 | 0.0078005 | 0.0078125 | 0.048198 | 0.16837 | 0.17
STEM | SPS1 | CH | Heat generation from CHPs and heat plants¦District heating¦CHP¦Hydrogen¦CHP Fuel Cell Hydrogen (for District Heating) | PJ/yr. | 0 | 0 | 0 | 0 | 0 | 0.0032024 | 0.0033513 | 0.0078005 | 0.0078125 | 0.048198 | 0.16837 | 0.17
STEM | SPS1 | CH | Heat generation from CHPs and heat plants¦District heating¦Heat plants | PJ/yr. | 7 | 15.8336 | 15.5828 | 9.1308 | 8.4831 | 7.1538 | 6.2036 | 7.3888 | 15.7677 | 15.9608 | 16.1722 | 15.3181
STEM | SPS1 | CH | Heat generation from CHPs and heat plants¦District heating¦Heat plants¦Gas | PJ/yr. | 2.6347 | 3.5224 | 3.5209 | 2.4169 | 2.6662 | 2.6667 | 1.6152 | 2.6661 | 1.5456 | 1.548 | 1.5457 | 1.5461
STEM | SPS1 | CH | Heat generation from CHPs and heat plants¦District heating¦Heat plants¦Gas¦Heat plant gas | PJ/yr. | 2.6347 | 3.5224 | 3.5209 | 2.4169 | 2.6662 | 2.6667 | 1.6152 | 2.6661 | 1.5456 | 1.548 | 1.5457 | 1.5461
| SPS1 | CH | Heat generation from CHPs and heat plants¦District heating¦Heat plants¦Gas¦Fossil gases | PJ/yr. | 1.7329 | 1.9789 | 1.9774 | 0.87341 | 1.1227 | 1.1232 | 0.071712 | 1.1226 | 0.0021553 | 0.0044982 | 0.0021742 | 0.0025373
STEM | SPS1 | CH | Heat generation from CHPs and heat plants¦District heating¦Heat plants¦Gas¦Fossil gases¦Heat plant gas | PJ/yr. | 1.7329 | 1.9789 | 1.9774 | 0.87341 | 1.1227 | 1.1232 | 0.071712 | 1.1226 | 0.0021553 | 0.0044982 | 0.0021742 | 0.0025373
| SPS1 | CH | Heat generation from CHPs and heat plants¦District heating¦Heat plants¦Gas¦Synthetic gases | PJ/yr. | 0.90177 | 1.5435 | 1.5435 | 1.5435 | 1.5435 | 1.5435 | 1.5435 | 1.5435 | 1.5435 | 1.5435 | 1.5435 | 1.5435
STEM | SPS1 | CH | Heat generation from CHPs and heat plants¦District heating¦Heat plants¦Gas¦Synthetic gases¦Heat plant gas | PJ/yr. | 0.90177 | 1.5435 | 1.5435 | 1.5435 | 1.5435 | 1.5435 | 1.5435 | 1.5435 | 1.5435 | 1.5435 | 1.5435 | 1.5435
STEM | SPS1 | CH | Heat generation from CHPs and heat plants¦District heating¦Heat plants¦Nuclear fuel | PJ/yr. | 2.9 | 7.6038 | 7.601 | 2.3002 | 1.3912 | 0 | 0 | 0 | 9.3338 | 9.3351 | 9.335 | 8.2463
STEM | SPS1 | CH | Heat generation from CHPs and heat plants¦District heating¦Heat plants¦Nuclear fuel¦Heat plant nuclear | PJ/yr. | 2.9 | 7.6038 | 7.601 | 2.3002 | 1.3912 | 0 | 0 | 0 | 9.3338 | 9.3351 | 9.335 | 8.2463
STEM | SPS1 | CH | Heat generation from CHPs and heat plants¦District heating¦Heat plants¦Oil | PJ/yr. | 0.18406 | 0.18582 | 0.0022895 | 0.0024218 | 0.0019981 | 0.0018267 | 0.0017406 | 0.00062065 | 0.0015252 | 0.00071663 | 0.001246 | 0.00070119
STEM | SPS1 | CH | Heat generation from CHPs and heat plants¦District heating¦Heat plants¦Oil¦Heat plant oil | PJ/yr. | 0.18406 | 0.18582 | 0.0022895 | 0.0024218 | 0.0019981 | 0.0018267 | 0.0017406 | 0.00062065 | 0.0015252 | 0.00071663 | 0.001246 | 0.00070119
| SPS1 | CH | Heat generation from CHPs and heat plants¦District heating¦Heat plants¦Fossil liquids | PJ/yr. | 0.18406 | 0.18582 | 0.0022895 | 0.0024218 | 0.0019981 | 0.0018267 | 0.0017406 | 0.00062065 | 0.0015252 | 0.00071663 | 0.001246 | 0.00070119
STEM | SPS1 | CH | Heat generation from CHPs and heat plants¦District heating¦Heat plants¦Fossil liquids¦Heat plant oil | PJ/yr. | 0.18406 | 0.18582 | 0.0022895 | 0.0024218 | 0.0019981 | 0.0018267 | 0.0017406 | 0.00062065 | 0.0015252 | 0.00071663 | 0.001246 | 0.00070119
| SPS1 | CH | Heat generation from CHPs and heat plants¦District heating¦Heat plants¦Synthetic liquids | PJ/yr. | 0 | 0 | 0 | 0 | 0 | 0 | 0 | 0 | 0 | 0 | 0 | 0
STEM | SPS1 | CH | Heat generation from CHPs and heat plants¦District heating¦Heat plants¦Synthetic liquids¦Heat plant oil | PJ/yr. | 0 | 0 | 0 | 0 | 0 | 0 | 0 | 0 | 0 | 0 | 0 | 0
STEM | SPS1 | CH | Heat generation from CHPs and heat plants¦District heating¦Heat plants¦Wood | PJ/yr. | 1.2813 | 1.1563 | 0.99142 | 0.76716 | 0.59366 | 0.4594 | 0.35548 | 0.27508 | 0.21286 | 0.16473 | 0.12748 | 0.098713
STEM | SPS1 | CH | Heat generation from CHPs and heat plants¦District heating¦Heat plants¦Wood¦Heat plant wood | PJ/yr. | 1.2813 | 1.1563 | 0.99142 | 0.76716 | 0.59366 | 0.4594 | 0.35548 | 0.27508 | 0.21286 | 0.16473 | 0.12748 | 0.098713
STEM | SPS1 | CH | Heat generation from CHPs and heat plants¦District heating¦Heat plants¦Solar | PJ/yr. | 0 | 0 | 0 | 5.4151e-05 | 8.4222e-05 | 8.8573e-05 | 9.0407e-05 | 9.4205e-05 | 9.5983e-05 | 0.00010979 | 0.00011547 | 0.00020411
STEM | SPS1 | CH | Heat generation from CHPs and heat plants¦District heating¦Heat plants¦Solar¦Heat plant solar | PJ/yr. | 0 | 0 | 0 | 5.4151e-05 | 8.4222e-05 | 8.8573e-05 | 9.0407e-05 | 9.4205e-05 | 9.5983e-05 | 0.00010979 | 0.00011547 | 0.00020411
STEM | SPS1 | CH | Heat generation from CHPs and heat plants¦District heating¦Heat plants¦Geothermal | PJ/yr. | 0 | 0 | 0 | 0 | 0 | 0.00043698 | 0.00043303 | 0.0004324 | 0.00043363 | 0.00043708 | 0.00044135 | 0.00056754
STEM | SPS1 | CH | Heat generation from CHPs and heat plants¦District heating¦Heat plants¦Geothermal¦Heat plant deep geothermal | PJ/yr. | 0 | 0 | 0 | 0 | 0 | 0.00043698 | 0.00043303 | 0.0004324 | 0.00043363 | 0.00043708 | 0.00044135 | 0.00056754
STEM | SPS1 | CH | Heat generation from CHPs and heat plants¦District heating¦Heat plants¦Electricity | PJ/yr. | 0 | 3.3653 | 3.4672 | 3.6441 | 3.83 | 4.0254 | 4.2307 | 4.4465 | 4.6733 | 4.9117 | 5.1623 | 5.4256
STEM | SPS1 | CH | Heat generation from CHPs and heat plants¦District heating¦Heat plants¦Electricity¦Heat pump electric | PJ/yr. | 0 | 3.3653 | 3.4672 | 3.6441 | 3.83 | 4.0254 | 4.2307 | 4.4465 | 4.6733 | 4.9117 | 5.1623 | 5.4256
STEM | SPS1 | CH | Heat generation from CHPs and heat plants¦On-site CHPs | PJ/yr. | 6.5129 | 8.222 | 8.4208 | 14.1369 | 17.3713 | 16.8962 | 17.7003 | 17.9189 | 19.1288 | 19.2206 | 19.5095 | 19.8179
STEM | SPS1 | CH | Heat generation from CHPs and heat plants¦On-site CHPs¦Oil | PJ/yr. | 0.92935 | 2.0718 | 0.029018 | 1.2915 | 0.82736 | 0.041075 | 0.044442 | 0.05205 | 0.063544 | 0.060438 | 0.060704 | 0.06005
STEM | SPS1 | CH | Heat generation from CHPs and heat plants¦On-site CHPs¦Oil¦Industrial CHPs oil | PJ/yr. | 0.92935 | 2.0718 | 0.029018 | 1.2915 | 0.82736 | 0.041075 | 0.044442 | 0.05205 | 0.063544 | 0.060438 | 0.060704 | 0.06005
| SPS1 | CH | Heat generation from CHPs and heat plants¦On-site CHPs¦Oil¦Fossil liquids | PJ/yr. | 0.92935 | 2.0718 | 0.029018 | 1.2915 | 0.82736 | 0.041075 | 0.044442 | 0.05205 | 0.063544 | 0.060438 | 0.060704 | 0.06005
STEM | SPS1 | CH | Heat generation from CHPs and heat plants¦On-site CHPs¦Oil¦Fossil liquids¦Industrial CHPs oil | PJ/yr. | 0.92935 | 2.0718 | 0.029018 | 1.2915 | 0.82736 | 0.041075 | 0.044442 | 0.05205 | 0.063544 | 0.060438 | 0.060704 | 0.06005
| SPS1 | CH | Heat generation from CHPs and heat plants¦On-site CHPs¦Oil¦Synthetic liquids | PJ/yr. | 0 | 0 | 0 | 0 | 0 | 0 | 0 | 0 | 0 | 0 | 0 | 0
STEM | SPS1 | CH | Heat generation from CHPs and heat plants¦On-site CHPs¦Oil¦Synthetic liquids¦Industrial CHPs oil | PJ/yr. | 0 | 0 | 0 | 0 | 0 | 0 | 0 | 0 | 0 | 0 | 0 | 0
STEM | SPS1 | CH | Heat generation from CHPs and heat plants¦On-site CHPs¦Gas | PJ/yr. | 2.9887 | 2.4749 | 2.4068 | 6.5339 | 9.2053 | 8.849 | 8.6021 | 6.9219 | 6.3515 | 6.3706 | 6.5893 | 6.6353
STEM | SPS1 | CH | Heat generation from CHPs and heat plants¦On-site CHPs¦Gas¦Industrial CHPs gas | PJ/yr. | 0.77369 | 0.10238 | 0.066519 | 0.86599 | 1.059 | 0.18569 | 0.13821 | 0.071575 | 0.047042 | 0.056451 | 0.074131 | 0.18843
STEM | SPS1 | CH | Heat generation from CHPs and heat plants¦On-site CHPs¦Gas¦Industrial CHPs gas (CCS) | PJ/yr. | 0 | 0 | 0 | 0 | 0 | 0 | 0 | 0 | 0 | 0 | 0 | 0
STEM | SPS1 | CH | Heat generation from CHPs and heat plants¦On-site CHPs¦Gas¦Industrial CHPs fuel cells (gas reformer) | PJ/yr. | 0 | 0 | 0 | 0.0011651 | 0.001472 | 0.0025328 | 0.003397 | 0.005599 | 0.0047878 | 0.0073521 | 0.007192 | 0.015712
STEM | SPS1 | CH | Heat generation from CHPs and heat plants¦On-site CHPs¦Gas¦Residential single family CHPs gas | PJ/yr. | 0.037201 | 0.0069339 | 0.025389 | 0.024774 | 0.050497 | 0.054893 | 0.063188 | 0.082645 | 0.070197 | 0.071323 | 0.2648 | 0.30399
STEM | SPS1 | CH | Heat generation from CHPs and heat plants¦On-site CHPs¦Gas¦Residential single family CHPs fuel cells gas | PJ/yr. | 0 | 0 | 0 | 0 | 0 | 0 | 0 | 0 | 0 | 0 | 0 | 0
STEM | SPS1 | CH | Heat generation from CHPs and heat plants¦On-site CHPs¦Gas¦Residential multi family CHPs gas | PJ/yr. | 0.060893 | 0.036873 | 0.17392 | 1.3008 | 1.3342 | 1.5046 | 1.3707 | 1.463 | 1.4515 | 1.4361 | 1.2597 | 1.1378
STEM | SPS1 | CH | Heat generation from CHPs and heat plants¦On-site CHPs¦Gas¦Residential multi family CHPs fuel cells gas | PJ/yr. | 0 | 0 | 0 | 0 | 0 | 0 | 0 | 0 | 0 | 0 | 0 | 0
STEM | SPS1 | CH | Heat generation from CHPs and heat plants¦On-site CHPs¦Gas¦Services sectors CHPs (bio)gas | PJ/yr. | 1.4243 | 1.5785 | 1.483 | 1.324 | 1.165 | 1.006 | 1.006 | 1.006 | 1.006 | 1.006 | 1.0061 | 1.0068
STEM | SPS1 | CH | Heat generation from CHPs and heat plants¦On-site CHPs¦Gas¦Services sectors CHPs gas | PJ/yr. | 0.69258 | 0.75022 | 0.65798 | 3.0165 | 5.5929 | 6.0932 | 6.0191 | 4.2894 | 3.7683 | 3.7869 | 3.9725 | 3.9716
STEM | SPS1 | CH | Heat generation from CHPs and heat plants¦On-site CHPs¦Gas¦Services sectors CHPs fuel cells (gas reformer) | PJ/yr. | 0 | 0 | 0 | 0.00070915 | 0.0021413 | 0.002053 | 0.0015621 | 0.0036081 | 0.0035878 | 0.0065077 | 0.0049182 | 0.011004
STEM | SPS1 | CH | Heat generation from CHPs and heat plants¦On-site CHPs¦Gas¦Fossil gases | PJ/yr. | 1.5232 | 0.85686 | 0.8364 | 4.9773 | 7.77 | 7.662 | 7.4562 | 5.8154 | 5.2634 | 5.2853 | 5.4968 | 5.5232
STEM | SPS1 | CH | Heat generation from CHPs and heat plants¦On-site CHPs¦Gas¦Fossil gases¦Industrial CHPs gas | PJ/yr. | 0.75334 | 0.097862 | 0.060226 | 0.82733 | 1.0234 | 0.18141 | 0.13567 | 0.070359 | 0.04632 | 0.055616 | 0.072983 | 0.18491
STEM | SPS1 | CH | Heat generation from CHPs and heat plants¦On-site CHPs¦Gas¦Fossil gases¦Industrial CHPs gas (CCS) | PJ/yr. | 0 | 0 | 0 | 0 | 0 | 0 | 0 | 0 | 0 | 0 | 0 | 0
STEM | SPS1 | CH | Heat generation from CHPs and heat plants¦On-site CHPs¦Gas¦Fossil gases¦Industrial CHPs fuel cells (gas reformer) | PJ/yr. | 0 | 0 | 0 | 0.0011131 | 0.0014225 | 0.0024744 | 0.0033344 | 0.0055039 | 0.0047143 | 0.0072434 | 0.0070806 | 0.015418
STEM | SPS1 | CH | Heat generation from CHPs and heat plants¦On-site CHPs¦Gas¦Fossil gases¦Residential single family CHPs gas | PJ/yr. | 0.036223 | 0.0066279 | 0.022987 | 0.023668 | 0.048799 | 0.053626 | 0.062024 | 0.081241 | 0.069119 | 0.070268 | 0.2607 | 0.2983
STEM | SPS1 | CH | Heat generation from CHPs and heat plants¦On-site CHPs¦Gas¦Fossil gases¦Residential single family CHPs fuel cells gas | PJ/yr. | 0 | 0 | 0 | 0 | 0 | 0 | 0 | 0 | 0 | 0 | 0 | 0
STEM | SPS1 | CH | Heat generation from CHPs and heat plants¦On-site CHPs¦Gas¦Fossil gases¦Residential multi family CHPs gas | PJ/yr. | 0.059292 | 0.035246 | 0.15746 | 1.2428 | 1.2894 | 1.4699 | 1.3454 | 1.4382 | 1.4292 | 1.4148 | 1.2402 | 1.1165
STEM | SPS1 | CH | Heat generation from CHPs and heat plants¦On-site CHPs¦Gas¦Fossil gases¦Residential multi family CHPs fuel cells gas | PJ/yr. | 0 | 0 | 0 | 0 | 0 | 0 | 0 | 0 | 0 | 0 | 0 | 0
STEM | SPS1 | CH | Heat generation from CHPs and heat plants¦On-site CHPs¦Gas¦Fossil gases¦Services sectors CHPs (bio)gas | PJ/yr. | 0 | 0 | 0 | 0 | 0 | 0 | 0 | 0 | 0 | 0 | 0 | 0
STEM | SPS1 | CH | Heat generation from CHPs and heat plants¦On-site CHPs¦Gas¦Fossil gases¦Services sectors CHPs gas | PJ/yr. | 0.67436 | 0.71712 | 0.59573 | 2.8818 | 5.4049 | 5.9526 | 5.9082 | 4.2165 | 3.7105 | 3.7309 | 3.911 | 3.8973
STEM | SPS1 | CH | Heat generation from CHPs and heat plants¦On-site CHPs¦Gas¦Fossil gases¦Services sectors CHPs fuel cells (gas reformer) | PJ/yr. | 0 | 0 | 0 | 0.00067749 | 0.0020693 | 0.0020056 | 0.0015334 | 0.0035468 | 0.0035327 | 0.0064114 | 0.0048421 | 0.010798
STEM | SPS1 | CH | Heat generation from CHPs and heat plants¦On-site CHPs¦Gas¦Synthetic gases | PJ/yr. | 1.4655 | 1.618 | 1.5704 | 1.5566 | 1.4353 | 1.187 | 1.1459 | 1.1065 | 1.088 | 1.0854 | 1.0925 | 1.1121
STEM | SPS1 | CH | Heat generation from CHPs and heat plants¦On-site CHPs¦Gas¦Synthetic gases¦Industrial CHPs gas | PJ/yr. | 0.020348 | 0.0045172 | 0.0062935 | 0.038659 | 0.0356 | 0.0042854 | 0.0025459 | 0.0012161 | 0.00072197 | 0.00083493 | 0.0011479 | 0.0035252
STEM | SPS1 | CH | Heat generation from CHPs and heat plants¦On-site CHPs¦Gas¦Synthetic gases¦Industrial CHPs gas (CCS) | PJ/yr. | 0 | 0 | 0 | 0 | 0 | 0 | 0 | 0 | 0 | 0 | 0 | 0
STEM | SPS1 | CH | Heat generation from CHPs and heat plants¦On-site CHPs¦Gas¦Synthetic gases¦Industrial CHPs fuel cells (gas reformer) | PJ/yr. | 0 | 0 | 0 | 5.2013e-05 | 4.9483e-05 | 5.8452e-05 | 6.2573e-05 | 9.5132e-05 | 7.3481e-05 | 0.00010874 | 0.00011137 | 0.00029394
STEM | SPS1 | CH | Heat generation from CHPs and heat plants¦On-site CHPs¦Gas¦Synthetic gases¦Residential single family CHPs gas | PJ/yr. | 0.00097841 | 0.00030593 | 0.0024021 | 0.001106 | 0.0016975 | 0.0012668 | 0.0011639 | 0.0014042 | 0.0010773 | 0.0010549 | 0.0041004 | 0.005687
STEM | SPS1 | CH | Heat generation from CHPs and heat plants¦On-site CHPs¦Gas¦Synthetic gases¦Residential single family CHPs fuel cells gas | PJ/yr. | 0 | 0 | 0 | 0 | 0 | 0 | 0 | 0 | 0 | 0 | 0 | 0
STEM | SPS1 | CH | Heat generation from CHPs and heat plants¦On-site CHPs¦Gas¦Synthetic gases¦Residential multi family CHPs gas | PJ/yr. | 0.0016015 | 0.0016269 | 0.016455 | 0.058071 | 0.044852 | 0.034723 | 0.025248 | 0.024858 | 0.022277 | 0.02124 | 0.019507 | 0.021286
STEM | SPS1 | CH | Heat generation from CHPs and heat plants¦On-site CHPs¦Gas¦Synthetic gases¦Residential multi family CHPs fuel cells gas | PJ/yr. | 0 | 0 | 0 | 0 | 0 | 0 | 0 | 0 | 0 | 0 | 0 | 0
STEM | SPS1 | CH | Heat generation from CHPs and heat plants¦On-site CHPs¦Gas¦Synthetic gases¦Services sectors CHPs (bio)gas | PJ/yr. | 1.4243 | 1.5785 | 1.483 | 1.324 | 1.165 | 1.006 | 1.006 | 1.006 | 1.006 | 1.006 | 1.0061 | 1.0068
STEM | SPS1 | CH | Heat generation from CHPs and heat plants¦On-site CHPs¦Gas¦Synthetic gases¦Services sectors CHPs gas | PJ/yr. | 0.018215 | 0.033101 | 0.062253 | 0.13466 | 0.18801 | 0.14062 | 0.11087 | 0.07288 | 0.057835 | 0.05601 | 0.061514 | 0.0743
STEM | SPS1 | CH | Heat generation from CHPs and heat plants¦On-site CHPs¦Gas¦Synthetic gases¦Services sectors CHPs fuel cells (gas reformer) | PJ/yr. | 0 | 0 | 0 | 3.1658e-05 | 7.1983e-05 | 4.7379e-05 | 2.8775e-05 | 6.1304e-05 | 5.5063e-05 | 9.6251e-05 | 7.616e-05 | 0.00020586
STEM | SPS1 | CH | Heat generation from CHPs and heat plants¦On-site CHPs¦Wastes | PJ/yr. | 1.9348 | 1.8588 | 2.5503 | 2.2433 | 1.9427 | 1.6589 | 1.378 | 1.0998 | 1.0998 | 1.0998 | 1.0998 | 1.0998
STEM | SPS1 | CH | Heat generation from CHPs and heat plants¦On-site CHPs¦Wastes¦Industrial CHPs wastes | PJ/yr. | 1.9348 | 1.8588 | 2.5503 | 2.2433 | 1.9427 | 1.6589 | 1.378 | 1.0998 | 1.0998 | 1.0998 | 1.0998 | 1.0998
STEM | SPS1 | CH | Heat generation from CHPs and heat plants¦On-site CHPs¦Wastes¦Industrial CHPs wastes CCS | PJ/yr. | 0 | 0 | 0 | 0 | 0 | 0 | 0 | 0 | 0 | 0 | 0 | 0
STEM | SPS1 | CH | Heat generation from CHPs and heat plants¦On-site CHPs¦Wastes¦Renewable | PJ/yr. | 0 | 0 | 0 | 0 | 0 | 0 | 0 | 0 | 0 | 0 | 0 | 0
STEM | SPS1 | CH | Heat generation from CHPs and heat plants¦On-site CHPs¦Wastes¦Renewable¦Industrial CHPs wastes | PJ/yr. | 0 | 0 | 0 | 0 | 0 | 0 | 0 | 0 | 0 | 0 | 0 | 0
STEM | SPS1 | CH | Heat generation from CHPs and heat plants¦On-site CHPs¦Wastes¦Renewable¦Industrial CHPs wastes CCS | PJ/yr. | 0 | 0 | 0 | 0 | 0 | 0 | 0 | 0 | 0 | 0 | 0 | 0
STEM | SPS1 | CH | Heat generation from CHPs and heat plants¦On-site CHPs¦Wastes¦Non Renewable | PJ/yr. | 1.9348 | 1.8588 | 2.5503 | 2.2433 | 1.9427 | 1.6589 | 1.378 | 1.0998 | 1.0998 | 1.0998 | 1.0998 | 1.0998
STEM | SPS1 | CH | Heat generation from CHPs and heat plants¦On-site CHPs¦Wastes¦Non Renewable¦Industrial CHPs wastes | PJ/yr. | 1.9348 | 1.8588 | 2.5503 | 2.2433 | 1.9427 | 1.6589 | 1.378 | 1.0998 | 1.0998 | 1.0998 | 1.0998 | 1.0998
STEM | SPS1 | CH | Heat generation from CHPs and heat plants¦On-site CHPs¦Wastes¦Non Renewable¦Industrial CHPs wastes CCS | PJ/yr. | 0 | 0 | 0 | 0 | 0 | 0 | 0 | 0 | 0 | 0 | 0 | 0
STEM | SPS1 | CH | Heat generation from CHPs and heat plants¦On-site CHPs¦Wood | PJ/yr. | 0.66003 | 1.8165 | 3.4347 | 4.065 | 5.3874 | 6.336 | 7.6648 | 9.817 | 11.5887 | 11.6254 | 11.705 | 11.9374
STEM | SPS1 | CH | Heat generation from CHPs and heat plants¦On-site CHPs¦Wood¦Industrial CHPs wood | PJ/yr. | 0.66003 | 1.8165 | 3.4347 | 4.0353 | 5.3502 | 6.3011 | 7.63 | 9.7357 | 11.5103 | 11.535 | 11.6244 | 11.7837
STEM | SPS1 | CH | Heat generation from CHPs and heat plants¦On-site CHPs¦Wood¦Industrial CHPs wood (CCS) | PJ/yr. | 0 | 0 | 0 | 0 | 0 | 0 | 0 | 0 | 0 | 0 | 0 | 0
STEM | SPS1 | CH | Heat generation from CHPs and heat plants¦On-site CHPs¦Wood¦Residential single family CHPs wood | PJ/yr. | 0 | 0 | 0 | 0.005521 | 0.010807 | 0.011425 | 0.010156 | 0.023622 | 0.021844 | 0.029138 | 0.019191 | 0.036322
STEM | SPS1 | CH | Heat generation from CHPs and heat plants¦On-site CHPs¦Wood¦Residential multi family CHPs wood | PJ/yr. | 0 | 0 | 0 | 0.014875 | 0.019391 | 0.017727 | 0.017252 | 0.045769 | 0.044904 | 0.043705 | 0.044873 | 0.08131
STEM | SPS1 | CH | Heat generation from CHPs and heat plants¦On-site CHPs¦Wood¦Services sectors CHPs wood | PJ/yr. | 0 | 0 | 0 | 0.0093246 | 0.0069498 | 0.0057559 | 0.0073884 | 0.011931 | 0.011671 | 0.017526 | 0.016521 | 0.036084
STEM | SPS1 | CH | Heat generation from CHPs and heat plants¦On-site CHPs¦Hydrogen | PJ/yr. | 0 | 0 | 0 | 0.0030813 | 0.0085844 | 0.011244 | 0.010921 | 0.028247 | 0.025347 | 0.064417 | 0.054729 | 0.085387
STEM | SPS1 | CH | Heat generation from CHPs and heat plants¦On-site CHPs¦Hydrogen¦Industrial CHPs fuel cells (hydrogen) | PJ/yr. | 0 | 0 | 0 | 0.0018176 | 0.00558 | 0.0080866 | 0.0074604 | 0.019934 | 0.01748 | 0.045542 | 0.041036 | 0.058613
STEM | SPS1 | CH | Heat generation from CHPs and heat plants¦On-site CHPs¦Hydrogen¦Services sectors CHPs fuel cells (hydrogen) | PJ/yr. | 0 | 0 | 0 | 0.0012638 | 0.0030044 | 0.0031569 | 0.0034605 | 0.008313 | 0.0078674 | 0.018875 | 0.013693 | 0.026774
STEM | SPS1 | CH | Fuel input for electricity generation | PJ/yr. | 437.7048 | 420.7153 | 426.4138 | 457.271 | 415.3679 | 346.9452 | 256.0319 | 261.945 | 325.5449 | 389.5116 | 400.3995 | 416.6626
STEM | SPS1 | CH | Fuel input for electricity generation¦Nuclear Fuel | PJ/yr. | 250.9482 | 254.3924 | 224.1778 | 221.5312 | 173.5426 | 100.0147 | 0 | 0 | 52.0395 | 110.0174 | 117.1271 | 129.6909
STEM | SPS1 | CH | Fuel input for electricity generation¦Nuclear Fuel¦Nuclear power plants | PJ/yr. | 250.9482 | 254.3924 | 224.1778 | 221.5312 | 173.5426 | 100.0147 | 0 | 0 | 52.0395 | 110.0174 | 117.1271 | 129.6909
STEM | SPS1 | CH | Fuel input for electricity generation¦Hydro | PJ/yr. | 149.4305 | 125.6075 | 141.9222 | 149.9977 | 150.0439 | 150.0812 | 150.1187 | 150.1585 | 150.1945 | 150.2383 | 150.2904 | 150.846
STEM | SPS1 | CH | Fuel input for electricity generation¦Hydro¦Hydro Large | PJ/yr. | 66.7457 | 49.7988 | 68.5316 | 69.6159 | 70.7 | 71.7846 | 72.8686 | 73.9536 | 73.9536 | 73.9538 | 73.9538 | 73.9527
STEM | SPS1 | CH | Fuel input for electricity generation¦Hydro¦Hydro Run of River | PJ/yr. | 66.6324 | 55.764 | 65.5538 | 64.4716 | 63.3877 | 62.3031 | 61.2191 | 60.1341 | 60.134 | 60.1339 | 60.1339 | 60.135
STEM | SPS1 | CH | Fuel input for electricity generation¦Hydro¦Pump storage | PJ/yr. | 16.0524 | 20.0447 | 7.8368 | 15.9102 | 15.9562 | 15.9935 | 16.031 | 16.0708 | 16.1068 | 16.1506 | 16.2027 | 16.7583
STEM | SPS1 | CH | Fuel input for electricity generation¦Oil | PJ/yr. | 0.15009 | 0.053574 | 0.023458 | 0.083917 | 0.1193 | 0.038565 | 0.068638 | 0.11 | 0.074129 | 0.10913 | 0.098424 | 0.1387
STEM | SPS1 | CH | Fuel input for electricity generation¦Oil¦Peak devices | PJ/yr. | 0.12509 | 0.00036598 | 0.019522 | 0.0087612 | 0.010426 | 0.013813 | 0.041656 | 0.076445 | 0.034746 | 0.070637 | 0.061026 | 0.10034
STEM | SPS1 | CH | Fuel input for electricity generation¦Oil¦CHP Oil (for District Heating) | PJ/yr. | 0.003995 | 9.1436e-05 | 0.0027973 | 0.0017212 | 0.0023781 | 0.0025522 | 0.002706 | 0.0045393 | 0.00311 | 0.0044807 | 0.0035995 | 0.0047174
STEM | SPS1 | CH | Fuel input for electricity generation¦Oil¦Industrial CHPs oil | PJ/yr. | 0.020999 | 0.053117 | 0.0011393 | 0.073435 | 0.1065 | 0.0222 | 0.024276 | 0.02902 | 0.036273 | 0.03401 | 0.033799 | 0.033645
STEM | SPS1 | CH | Fuel input for electricity generation¦Oil¦Fossil liquids | PJ/yr. | 0.15009 | 0.053574 | 0.023458 | 0.083917 | 0.1193 | 0.038565 | 0.068638 | 0.11 | 0.074129 | 0.10913 | 0.098424 | 0.1387
STEM | SPS1 | CH | Fuel input for electricity generation¦Oil¦Fossil liquids¦Peak devices | PJ/yr. | 0.12509 | 0.00036598 | 0.019522 | 0.0087612 | 0.010426 | 0.013813 | 0.041656 | 0.076445 | 0.034746 | 0.070637 | 0.061026 | 0.10034
STEM | SPS1 | CH | Fuel input for electricity generation¦Oil¦Fossil liquids¦CHP Oil (for District Heating) | PJ/yr. | 0.003995 | 9.1436e-05 | 0.0027973 | 0.0017212 | 0.0023781 | 0.0025522 | 0.002706 | 0.0045393 | 0.00311 | 0.0044807 | 0.0035995 | 0.0047174
STEM | SPS1 | CH | Fuel input for electricity generation¦Oil¦Fossil liquids¦Industrial CHPs oil | PJ/yr. | 0.020999 | 0.053117 | 0.0011393 | 0.073435 | 0.1065 | 0.0222 | 0.024276 | 0.02902 | 0.036273 | 0.03401 | 0.033799 | 0.033645
STEM | SPS1 | CH | Fuel input for electricity generation¦Oil¦Synthetic liquids | PJ/yr. | 0 | 0 | 0 | 0 | 0 | 0 | 0 | 0 | 0 | 0 | 0 | 0
STEM | SPS1 | CH | Fuel input for electricity generation¦Oil¦Synthetic liquids¦Peak devices | PJ/yr. | 0 | 0 | 0 | 0 | 0 | 0 | 0 | 0 | 0 | 0 | 0 | 0
STEM | SPS1 | CH | Fuel input for electricity generation¦Oil¦Synthetic liquids¦CHP Oil (for District Heating) | PJ/yr. | 0 | 0 | 0 | 0 | 0 | 0 | 0 | 0 | 0 | 0 | 0 | 0
STEM | SPS1 | CH | Fuel input for electricity generation¦Oil¦Synthetic liquids¦Industrial CHPs oil | PJ/yr. | 0 | 0 | 0 | 0 | 0 | 0 | 0 | 0 | 0 | 0 | 0 | 0
STEM | SPS1 | CH | Fuel input for electricity generation¦Gas | PJ/yr. | 4.0753 | 2.1888 | 2.153 | 6.5557 | 7.9825 | 9.0612 | 13.8206 | 14.6812 | 23.1279 | 25.313 | 25.4681 | 24.3179
STEM | SPS1 | CH | Fuel input for electricity generation¦Gas¦Gas turbines combined cycle | PJ/yr. | 0 | 0 | 0 | 0 | 0 | 0.070577 | 3.1465 | 5.0813 | 16.023 | 18.9426 | 19.8373 | 18.4586
STEM | SPS1 | CH | Fuel input for electricity generation¦Gas¦Gas turbines open cycle | PJ/yr. | 0 | 0 | 0 | 0 | 0.030661 | 0.16048 | 1.0065 | 0.77236 | 0.7333 | 0.17008 | 0.11459 | 0.21726
STEM | SPS1 | CH | Fuel input for electricity generation¦Gas¦Gas turbines combined cycle CCS | PJ/yr. | 0 | 0 | 0 | 0 | 0 | 0.00053721 | 0.00067881 | 0.0015738 | 0.0010076 | 0.0017873 | 0.0014088 | 0.0026062
STEM | SPS1 | CH | Fuel input for electricity generation¦Gas¦CHP Gas (for District Heating) | PJ/yr. | 1.2858 | 0.00039511 | 0.01881 | 0.70284 | 0.49334 | 1.1486 | 1.3502 | 1.822 | 0.15552 | 0.033346 | 0.014752 | 0.014124
STEM | SPS1 | CH | Fuel input for electricity generation¦Gas¦CHP Fuel Cell Gas (for District Heating) | PJ/yr. | 0 | 0 | 0 | 0 | 0 | 0.50847 | 1.3303 | 1.3172 | 0.9722 | 0.87663 | 0.061187 | 0.036737
STEM | SPS1 | CH | Fuel input for electricity generation¦Gas¦Industrial CHPs gas | PJ/yr. | 0.89328 | 0.12064 | 0.076793 | 1.0651 | 0.6882 | 0.21618 | 0.16452 | 0.088107 | 0.058171 | 0.070201 | 0.091431 | 0.23148
STEM | SPS1 | CH | Fuel input for electricity generation¦Gas¦Industrial CHPs gas (CCS) | PJ/yr. | 0 | 0 | 0 | 0 | 0 | 0 | 0 | 0 | 0 | 0 | 0 | 0
STEM | SPS1 | CH | Fuel input for electricity generation¦Gas¦Industrial CHPs fuel cells (gas reformer) | PJ/yr. | 0 | 0 | 0 | 0 | 0 | 0 | 0 | 0 | 0 | 0 | 0 | 0
STEM | SPS1 | CH | Fuel input for electricity generation¦Gas¦Residential single family CHPs gas | PJ/yr. | 0.022531 | 0.0032135 | 0.013767 | 0.012325 | 0.024269 | 0.026336 | 0.030806 | 0.040036 | 0.032604 | 0.032734 | 0.12893 | 0.14588
STEM | SPS1 | CH | Fuel input for electricity generation¦Gas¦Residential single family CHPs fuel cells gas | PJ/yr. | 0 | 0 | 0 | 0.00096229 | 0.003418 | 0.0033838 | 0.0035513 | 0.0083624 | 0.0067584 | 0.010579 | 0.010155 | 0.018931
STEM | SPS1 | CH | Fuel input for electricity generation¦Gas¦Residential multi family CHPs gas | PJ/yr. | 0.037181 | 0.018677 | 0.091329 | 0.68372 | 0.70155 | 0.80476 | 0.73881 | 0.77632 | 0.77228 | 0.73919 | 0.64242 | 0.53427
STEM | SPS1 | CH | Fuel input for electricity generation¦Gas¦Residential multi family CHPs fuel cells gas | PJ/yr. | 0 | 0 | 0 | 0.004211 | 0.016425 | 0.016412 | 0.018706 | 0.04933 | 0.042334 | 0.075868 | 0.072726 | 0.12907
STEM | SPS1 | CH | Fuel input for electricity generation¦Gas¦Services sectors CHPs (bio)gas | PJ/yr. | 1.0647 | 1.2551 | 1.3002 | 1.3815 | 1.4575 | 1.547 | 1.5305 | 1.5084 | 1.5064 | 1.5098 | 1.5126 | 1.5201
STEM | SPS1 | CH | Fuel input for electricity generation¦Gas¦Services sectors CHPs gas | PJ/yr. | 0.77178 | 0.79077 | 0.65213 | 2.702 | 4.558 | 4.5497 | 4.4929 | 3.2007 | 2.8088 | 2.8221 | 2.9594 | 2.9614
STEM | SPS1 | CH | Fuel input for electricity generation¦Gas¦Services sectors CHPs fuel cells (gas reformer) | PJ/yr. | 0 | 0 | 0 | 0.0030306 | 0.0091677 | 0.0088067 | 0.006713 | 0.015535 | 0.015447 | 0.028019 | 0.021176 | 0.047377
STEM | SPS1 | CH | Fuel input for electricity generation¦Gas¦Fossil gases | PJ/yr. | 2.9314 | 0.8925 | 0.77214 | 4.9432 | 6.3056 | 7.3403 | 12.0631 | 12.9475 | 21.2886 | 23.4494 | 23.5831 | 22.3687
STEM | SPS1 | CH | Fuel input for electricity generation¦Gas¦Fossil gases¦Gas turbines combined cycle | PJ/yr. | 0 | 0 | 0 | 0 | 0 | 0.068948 | 3.0885 | 4.995 | 15.7771 | 18.6624 | 19.5301 | 18.1133
STEM | SPS1 | CH | Fuel input for electricity generation¦Gas¦Fossil gases¦Gas turbines open cycle | PJ/yr. | 0 | 0 | 0 | 0 | 0.029631 | 0.15678 | 0.98792 | 0.75924 | 0.72205 | 0.16756 | 0.11281 | 0.21319
STEM | SPS1 | CH | Fuel input for electricity generation¦Gas¦Fossil gases¦Gas turbines combined cycle CCS | PJ/yr. | 0 | 0 | 0 | 0 | 0 | 0 | 0 | 0 | 0 | 0 | 0 | 0
STEM | SPS1 | CH | Fuel input for electricity generation¦Gas¦Fossil gases¦CHP Gas (for District Heating) | PJ/yr. | 1.252 | 0.00037768 | 0.01703 | 0.67147 | 0.47675 | 1.1221 | 1.3253 | 1.791 | 0.15313 | 0.032852 | 0.014523 | 0.01386
STEM | SPS1 | CH | Fuel input for electricity generation¦Gas¦Fossil gases¦CHP Fuel Cell Gas (for District Heating) | PJ/yr. | 0 | 0 | 0 | 0 | 0 | 0.49674 | 1.3058 | 1.2948 | 0.95728 | 0.86367 | 0.060239 | 0.036049
STEM | SPS1 | CH | Fuel input for electricity generation¦Gas¦Fossil gases¦Industrial CHPs gas | PJ/yr. | 0.86979 | 0.11531 | 0.069528 | 1.0175 | 0.66506 | 0.21119 | 0.16149 | 0.08661 | 0.057279 | 0.069163 | 0.090015 | 0.22715
STEM | SPS1 | CH | Fuel input for electricity generation¦Gas¦Fossil gases¦Industrial CHPs gas (CCS) | PJ/yr. | 0 | 0 | 0 | 0 | 0 | 0 | 0 | 0 | 0 | 0 | 0 | 0
STEM | SPS1 | CH | Fuel input for electricity generation¦Gas¦Fossil gases¦Industrial CHPs fuel cells (gas reformer) | PJ/yr. | 0 | 0 | 0 | 0 | 0 | 0 | 0 | 0 | 0 | 0 | 0 | 0
STEM | SPS1 | CH | Fuel input for electricity generation¦Gas¦Fossil gases¦Residential single family CHPs gas | PJ/yr. | 0.021938 | 0.0030717 | 0.012464 | 0.011774 | 0.023453 | 0.025728 | 0.030239 | 0.039356 | 0.032104 | 0.03225 | 0.12694 | 0.14315
STEM | SPS1 | CH | Fuel input for electricity generation¦Gas¦Fossil gases¦Residential single family CHPs fuel cells gas | PJ/yr. | 0 | 0 | 0 | 0.00091933 | 0.0033031 | 0.0033057 | 0.0034859 | 0.0082203 | 0.0066546 | 0.010423 | 0.0099978 | 0.018577
STEM | SPS1 | CH | Fuel input for electricity generation¦Gas¦Fossil gases¦Residential multi family CHPs gas | PJ/yr. | 0.036203 | 0.017852 | 0.082689 | 0.65319 | 0.67796 | 0.78619 | 0.7252 | 0.76313 | 0.76043 | 0.72826 | 0.63247 | 0.52427
STEM | SPS1 | CH | Fuel input for electricity generation¦Gas¦Fossil gases¦Residential multi family CHPs fuel cells gas | PJ/yr. | 0 | 0 | 0 | 0.0040231 | 0.015873 | 0.016033 | 0.018361 | 0.048491 | 0.041684 | 0.074746 | 0.0716 | 0.12666
STEM | SPS1 | CH | Fuel input for electricity generation¦Gas¦Fossil gases¦Services sectors CHPs (bio)gas | PJ/yr. | 0 | 0 | 0 | 0 | 0 | 0 | 0 | 0 | 0 | 0 | 0 | 0
STEM | SPS1 | CH | Fuel input for electricity generation¦Gas¦Fossil gases¦Services sectors CHPs gas | PJ/yr. | 0.75148 | 0.75588 | 0.59043 | 2.5814 | 4.4048 | 4.4447 | 4.4102 | 3.1463 | 2.7657 | 2.7804 | 2.9136 | 2.906
STEM | SPS1 | CH | Fuel input for electricity generation¦Gas¦Fossil gases¦Services sectors CHPs fuel cells (gas reformer) | PJ/yr. | 0 | 0 | 0 | 0.0028953 | 0.0088595 | 0.0086035 | 0.0065893 | 0.015271 | 0.01521 | 0.027605 | 0.020848 | 0.046491
STEM | SPS1 | CH | Fuel input for electricity generation¦Gas¦Synthetic gases | PJ/yr. | 1.1439 | 1.2963 | 1.3809 | 1.6125 | 1.6768 | 1.7209 | 1.7576 | 1.7337 | 1.8392 | 1.8636 | 1.885 | 1.9492
STEM | SPS1 | CH | Fuel input for electricity generation¦Gas¦Synthetic gases¦Gas turbines combined cycle | PJ/yr. | 0 | 0 | 0 | 0 | 0 | 0.0016288 | 0.05796 | 0.086336 | 0.24591 | 0.28017 | 0.30718 | 0.34532
STEM | SPS1 | CH | Fuel input for electricity generation¦Gas¦Synthetic gases¦Gas turbines open cycle | PJ/yr. | 0 | 0 | 0 | 0 | 0.0010307 | 0.0037036 | 0.018539 | 0.013123 | 0.011254 | 0.0025155 | 0.0017744 | 0.0040644
STEM | SPS1 | CH | Fuel input for electricity generation¦Gas¦Synthetic gases¦Gas turbines combined cycle CCS | PJ/yr. | 0 | 0 | 0 | 0 | 0 | 0.00053721 | 0.00067881 | 0.0015738 | 0.0010076 | 0.0017873 | 0.0014088 | 0.0026062
STEM | SPS1 | CH | Fuel input for electricity generation¦Gas¦Synthetic gases¦CHP Gas (for District Heating) | PJ/yr. | 0.033818 | 1.7433e-05 | 0.0017796 | 0.031376 | 0.016584 | 0.026508 | 0.02487 | 0.030957 | 0.0023868 | 0.00049319 | 0.00022843 | 0.00026423
STEM | SPS1 | CH | Fuel input for electricity generation¦Gas¦Synthetic gases¦CHP Fuel Cell Gas (for District Heating) | PJ/yr. | 0 | 0 | 0 | 0 | 0 | 0.011734 | 0.024505 | 0.02238 | 0.014921 | 0.012966 | 0.00094748 | 0.00068727
STEM | SPS1 | CH | Fuel input for electricity generation¦Gas¦Synthetic gases¦Industrial CHPs gas | PJ/yr. | 0.023494 | 0.0053227 | 0.0072656 | 0.047547 | 0.023134 | 0.004989 | 0.0030305 | 0.001497 | 0.00089279 | 0.0010383 | 0.0014158 | 0.0043305
STEM | SPS1 | CH | Fuel input for electricity generation¦Gas¦Synthetic gases¦Industrial CHPs gas (CCS) | PJ/yr. | 0 | 0 | 0 | 0 | 0 | 0 | 0 | 0 | 0 | 0 | 0 | 0
STEM | SPS1 | CH | Fuel input for electricity generation¦Gas¦Synthetic gases¦Industrial CHPs fuel cells (gas reformer) | PJ/yr. | 0 | 0 | 0 | 0 | 0 | 0 | 0 | 0 | 0 | 0 | 0 | 0
STEM | SPS1 | CH | Fuel input for electricity generation¦Gas¦Synthetic gases¦Residential single family CHPs gas | PJ/yr. | 0.00059257 | 0.00014178 | 0.0013025 | 0.00055019 | 0.00081581 | 0.00060778 | 0.00056746 | 0.00068024 | 0.0005004 | 0.00048416 | 0.0019965 | 0.0027291
STEM | SPS1 | CH | Fuel input for electricity generation¦Gas¦Synthetic gases¦Residential single family CHPs fuel cells gas | PJ/yr. | 0 | 0 | 0 | 4.2958e-05 | 0.0001149 | 7.8091e-05 | 6.5415e-05 | 0.00014208 | 0.00010372 | 0.00015647 | 0.00015725 | 0.00035416
STEM | SPS1 | CH | Fuel input for electricity generation¦Gas¦Synthetic gases¦Residential multi family CHPs gas | PJ/yr. | 0.00097789 | 0.00082404 | 0.0086409 | 0.030522 | 0.023583 | 0.018572 | 0.013609 | 0.01319 | 0.011853 | 0.010933 | 0.0099479 | 0.0099951
STEM | SPS1 | CH | Fuel input for electricity generation¦Gas¦Synthetic gases¦Residential multi family CHPs fuel cells gas | PJ/yr. | 0 | 0 | 0 | 0.00018799 | 0.00055213 | 0.00037875 | 0.00034457 | 0.00083814 | 0.00064971 | 0.0011221 | 0.0011262 | 0.0024146
STEM | SPS1 | CH | Fuel input for electricity generation¦Gas¦Synthetic gases¦Services sectors CHPs (bio)gas | PJ/yr. | 1.0647 | 1.2551 | 1.3002 | 1.3815 | 1.4575 | 1.547 | 1.5305 | 1.5084 | 1.5064 | 1.5098 | 1.5126 | 1.5201
STEM | SPS1 | CH | Fuel input for electricity generation¦Gas¦Synthetic gases¦Services sectors CHPs gas | PJ/yr. | 0.020298 | 0.03489 | 0.061699 | 0.12062 | 0.15322 | 0.105 | 0.082761 | 0.054382 | 0.043108 | 0.04174 | 0.045827 | 0.055401
STEM | SPS1 | CH | Fuel input for electricity generation¦Gas¦Synthetic gases¦Services sectors CHPs fuel cells (gas reformer) | PJ/yr. | 0 | 0 | 0 | 0.00013529 | 0.00030818 | 0.00020324 | 0.00012366 | 0.00026395 | 0.00023708 | 0.00041442 | 0.00032791 | 0.00088632
STEM | SPS1 | CH | Fuel input for electricity generation¦Wastes | PJ/yr. | 22.4788 | 24.5228 | 27.0212 | 25.0989 | 25.5039 | 26.1614 | 26.8658 | 27.6361 | 27.6361 | 27.6361 | 27.636 | 27.636
STEM | SPS1 | CH | Fuel input for electricity generation¦Wastes¦Wastes Incineration (electric only) | PJ/yr. | 18.2036 | 20.4298 | 22.8853 | 20.6966 | 20.9588 | 21.4516 | 21.9564 | 22.4735 | 22.4735 | 22.4735 | 22.4735 | 22.4736
STEM | SPS1 | CH | Fuel input for electricity generation¦Wastes¦Wastes Incineration (electric only) CCS | PJ/yr. | 0 | 0 | 0 | 0 | 0 | 0 | 0 | 0 | 0 | 0 | 0 | 0
STEM | SPS1 | CH | Fuel input for electricity generation¦Wastes¦CHP Wastes (for District Heating) | PJ/yr. | 3.8808 | 3.6838 | 3.5023 | 3.708 | 3.7754 | 3.8384 | 3.9038 | 3.9716 | 3.9716 | 3.9715 | 3.9715 | 3.9713
STEM | SPS1 | CH | Fuel input for electricity generation¦Wastes¦CHP Wastes (for District Heating) CCS | PJ/yr. | 0 | 0 | 0 | 0 | 0 | 0 | 0 | 0 | 0 | 0 | 0 | 0
STEM | SPS1 | CH | Fuel input for electricity generation¦Wastes¦Industrial CHPs wastes | PJ/yr. | 0.39445 | 0.40919 | 0.63366 | 0.69431 | 0.76967 | 0.87139 | 1.0057 | 1.1911 | 1.191 | 1.1911 | 1.1911 | 1.1911
STEM | SPS1 | CH | Fuel input for electricity generation¦Wastes¦Industrial CHPs wastes CCS | PJ/yr. | 0 | 0 | 0 | 0 | 0 | 0 | 0 | 0 | 0 | 0 | 0 | 0
STEM | SPS1 | CH | Fuel input for electricity generation¦Wastes¦Renewable | PJ/yr. | 11.0422 | 12.0568 | 13.1938 | 12.2023 | 12.3671 | 12.645 | 12.9301 | 13.2225 | 13.2225 | 13.2225 | 13.2225 | 13.2225
STEM | SPS1 | CH | Fuel input for electricity generation¦Wastes¦Renewable¦Wastes Incineration (electric only) | PJ/yr. | 9.1018 | 10.2149 | 11.4426 | 10.3483 | 10.4794 | 10.7258 | 10.9782 | 11.2367 | 11.2367 | 11.2367 | 11.2367 | 11.2368
STEM | SPS1 | CH | Fuel input for electricity generation¦Wastes¦Renewable¦Wastes Incineration (electric only) CCS | PJ/yr. | 0 | 0 | 0 | 0 | 0 | 0 | 0 | 0 | 0 | 0 | 0 | 0
STEM | SPS1 | CH | Fuel input for electricity generation¦Wastes¦Renewable¦CHP Wastes (for District Heating) | PJ/yr. | 1.9404 | 1.8419 | 1.7511 | 1.854 | 1.8877 | 1.9192 | 1.9519 | 1.9858 | 1.9858 | 1.9858 | 1.9858 | 1.9856
STEM | SPS1 | CH | Fuel input for electricity generation¦Wastes¦Renewable¦CHP Wastes (for District Heating) CCS | PJ/yr. | 0 | 0 | 0 | 0 | 0 | 0 | 0 | 0 | 0 | 0 | 0 | 0
STEM | SPS1 | CH | Fuel input for electricity generation¦Wastes¦Renewable¦Industrial CHPs wastes | PJ/yr. | 0 | 0 | 0 | 0 | 0 | 0 | 0 | 0 | 0 | 0 | 0 | 0
STEM | SPS1 | CH | Fuel input for electricity generation¦Wastes¦Renewable¦Industrial CHPs wastes CCS | PJ/yr. | 0 | 0 | 0 | 0 | 0 | 0 | 0 | 0 | 0 | 0 | 0 | 0
STEM | SPS1 | CH | Fuel input for electricity generation¦Wastes¦Non Renewable | PJ/yr. | 11.4366 | 12.466 | 13.8274 | 12.8966 | 13.1368 | 13.5164 | 13.9357 | 14.4136 | 14.4136 | 14.4136 | 14.4135 | 14.4135
STEM | SPS1 | CH | Fuel input for electricity generation¦Wastes¦Non Renewable¦Wastes Incineration (electric only) | PJ/yr. | 9.1018 | 10.2149 | 11.4426 | 10.3483 | 10.4794 | 10.7258 | 10.9782 | 11.2367 | 11.2367 | 11.2367 | 11.2367 | 11.2368
STEM | SPS1 | CH | Fuel input for electricity generation¦Wastes¦Non Renewable¦Wastes Incineration (electric only) CCS | PJ/yr. | 0 | 0 | 0 | 0 | 0 | 0 | 0 | 0 | 0 | 0 | 0 | 0
STEM | SPS1 | CH | Fuel input for electricity generation¦Wastes¦Non Renewable¦CHP Wastes (for District Heating) | PJ/yr. | 1.9404 | 1.8419 | 1.7511 | 1.854 | 1.8877 | 1.9192 | 1.9519 | 1.9858 | 1.9858 | 1.9858 | 1.9858 | 1.9856
STEM | SPS1 | CH | Fuel input for electricity generation¦Wastes¦Non Renewable¦CHP Wastes (for District Heating) CCS | PJ/yr. | 0 | 0 | 0 | 0 | 0 | 0 | 0 | 0 | 0 | 0 | 0 | 0
STEM | SPS1 | CH | Fuel input for electricity generation¦Wastes¦Non Renewable¦Industrial CHPs wastes | PJ/yr. | 0.39445 | 0.40919 | 0.63366 | 0.69431 | 0.76967 | 0.87139 | 1.0057 | 1.1911 | 1.191 | 1.1911 | 1.1911 | 1.1911
STEM | SPS1 | CH | Fuel input for electricity generation¦Wastes¦Non Renewable¦Industrial CHPs wastes CCS | PJ/yr. | 0 | 0 | 0 | 0 | 0 | 0 | 0 | 0 | 0 | 0 | 0 | 0
STEM | SPS1 | CH | Fuel input for electricity generation¦Wood | PJ/yr. | 0.5862 | 0.55029 | 1.6577 | 2.9186 | 3.6286 | 4.1256 | 4.6708 | 5.188 | 5.1369 | 5.1281 | 5.0547 | 5.0708
STEM | SPS1 | CH | Fuel input for electricity generation¦Wood¦CHP Wood (for District Heating) | PJ/yr. | 0.40492 | 0.034993 | 0.51438 | 1.0926 | 1.2613 | 1.399 | 1.4386 | 1.1269 | 0.34753 | 0.31741 | 0.21315 | 0.11886
STEM | SPS1 | CH | Fuel input for electricity generation¦Wood¦Biomass with CCS (BECCS) | PJ/yr. | 0 | 0 | 0 | 0 | 0 | 0.00064867 | 0.00075156 | 0.0016372 | 0.0010108 | 0.0018914 | 0.0015979 | 0.0037292
STEM | SPS1 | CH | Fuel input for electricity generation¦Wood¦Industrial CHPs wood | PJ/yr. | 0.18129 | 0.5153 | 1.1433 | 1.8096 | 2.3483 | 2.7082 | 3.213 | 4.0187 | 4.7507 | 4.7615 | 4.7982 | 4.8649
STEM | SPS1 | CH | Fuel input for electricity generation¦Wood¦Industrial CHPs wood (CCS) | PJ/yr. | 0 | 0 | 0 | 0 | 0 | 0 | 0 | 0 | 0 | 0 | 0 | 0
STEM | SPS1 | CH | Fuel input for electricity generation¦Wood¦Residential single family CHPs wood | PJ/yr. | 0 | 0 | 0 | 0.0028804 | 0.0052721 | 0.0055674 | 0.005212 | 0.012184 | 0.010692 | 0.014869 | 0.010193 | 0.020079
STEM | SPS1 | CH | Fuel input for electricity generation¦Wood¦Residential multi family CHPs wood | PJ/yr. | 0 | 0 | 0 | 0.0064185 | 0.0081602 | 0.0073443 | 0.007137 | 0.018234 | 0.017293 | 0.017736 | 0.017843 | 0.033175
STEM | SPS1 | CH | Fuel input for electricity generation¦Wood¦Services sectors CHPs wood | PJ/yr. | 0 | 0 | 0 | 0.0070615 | 0.0055995 | 0.0047751 | 0.0060981 | 0.010282 | 0.0096427 | 0.014675 | 0.013675 | 0.030071
STEM | SPS1 | CH | Fuel input for electricity generation¦Wind | PJ/yr. | 0.524 | 0.54529 | 0.50317 | 0.56613 | 0.57169 | 0.57179 | 0.58289 | 0.58297 | 0.58388 | 0.5839 | 0.58421 | 0.58572
STEM | SPS1 | CH | Fuel input for electricity generation¦Wind¦Wind turbines | PJ/yr. | 0.524 | 0.54529 | 0.50317 | 0.56613 | 0.57169 | 0.57179 | 0.58289 | 0.58297 | 0.58388 | 0.5839 | 0.58421 | 0.58572
STEM | SPS1 | CH | Fuel input for electricity generation¦Solar | PJ/yr. | 9.355 | 12.8214 | 28.8 | 50.2058 | 53.5018 | 56.1815 | 58.8601 | 61.7099 | 64.2952 | 67.3318 | 70.7389 | 74.4086
STEM | SPS1 | CH | Fuel input for electricity generation¦Solar¦Solar PV (large scale) | PJ/yr. | 0 | 0 | 0.15619 | 0.30152 | 1.0518 | 1.0561 | 0.92266 | 0.81701 | 0.29624 | 0.06814 | 0.044156 | 0.10756
STEM | SPS1 | CH | Fuel input for electricity generation¦Solar¦Solar PV (Industry) | PJ/yr. | 3.518 | 4.8486 | 11.9271 | 14.1166 | 14.8367 | 15.5935 | 16.389 | 17.225 | 18.1036 | 19.0271 | 19.9977 | 21.0178
STEM | SPS1 | CH | Fuel input for electricity generation¦Solar¦Solar PV (Residential single family) | PJ/yr. | 2.1349 | 3.3907 | 6.9699 | 18.917 | 19.8819 | 20.8961 | 21.962 | 23.0823 | 24.2598 | 25.4973 | 26.7979 | 28.1649
STEM | SPS1 | CH | Fuel input for electricity generation¦Solar¦Solar PV (Residential multi family) | PJ/yr. | 0.86248 | 1.2876 | 5.8108 | 12.4616 | 13.0973 | 13.7654 | 14.4676 | 15.2056 | 15.9812 | 16.7964 | 17.6532 | 18.5537
STEM | SPS1 | CH | Fuel input for electricity generation¦Solar¦Solar PV (Services) | PJ/yr. | 2.8396 | 3.2945 | 3.9361 | 4.4091 | 4.6341 | 4.8704 | 5.1189 | 5.38 | 5.6544 | 5.9429 | 6.246 | 6.5647
STEM | SPS1 | CH | Fuel input for electricity generation¦Geothermal | PJ/yr. | 0 | 0 | 0 | 0 | 0 | 0 | 0 | 0 | 0 | 0 | 0 | 0
STEM | SPS1 | CH | Fuel input for electricity generation¦Geothermal¦Deep geothermal | PJ/yr. | 0 | 0 | 0 | 0 | 0 | 0 | 0.059709 | 0.096277 | 0.096936 | 0.10122 | 0.11467 | 0.20431
STEM | SPS1 | CH | Fuel input for electricity generation¦Hydrogen | PJ/yr. | 0 | 0 | 0 | 0.0048281 | 0.014536 | 0.023849 | 0.024603 | 0.067146 | 0.060826 | 0.17852 | 0.25855 | 0.32469
STEM | SPS1 | CH | Fuel input for electricity generation¦Hydrogen¦CHP Fuel Cell Hydrogen (for District Heating) | PJ/yr. | 0 | 0 | 0 | 0 | 0 | 0.0028357 | 0.0028796 | 0.0065069 | 0.0065168 | 0.040205 | 0.14044 | 0.14181
STEM | SPS1 | CH | Fuel input for electricity generation¦Hydrogen¦Industrial CHPs fuel cells (hydrogen) | PJ/yr. | 0 | 0 | 0 | 0.0028111 | 0.0094704 | 0.015316 | 0.01522 | 0.044298 | 0.038844 | 0.10121 | 0.091192 | 0.13025
STEM | SPS1 | CH | Fuel input for electricity generation¦Hydrogen¦Services sectors CHPs fuel cells (hydrogen) | PJ/yr. | 0 | 0 | 0 | 0.002017 | 0.0050651 | 0.0056977 | 0.0065042 | 0.016342 | 0.015466 | 0.037105 | 0.026917 | 0.052632
STEM | SPS1 | CH | Fuel input for electricity generation¦Electricity storage (non hydro) | PJ/yr. | 0.15671 | 0.033175 | 0.15519 | 0.30815 | 0.45911 | 0.68543 | 1.0199 | 1.8113 | 2.396 | 2.9756 | 3.1431 | 3.6434
STEM | SPS1 | CH | Fuel input for electricity generation¦Electricity storage (non hydro)¦CAES | PJ/yr. | 0.1351 | 0.013736 | 0.13356 | 0.06362 | 0.055711 | 0.044239 | 0.0061446 | 0.024761 | 0.13334 | 0.13337 | 0.13336 | 0.13337
STEM | SPS1 | CH | Fuel input for electricity generation¦Electricity storage (non hydro)¦Battery storage large size centralised | PJ/yr. | 0.0058975 | 0.0047803 | 0.0059174 | 0.0053908 | 0.012555 | 0.16098 | 0.16264 | 0.26613 | 0.31749 | 0.39185 | 0.39389 | 0.41148
STEM | SPS1 | CH | Fuel input for electricity generation¦Electricity storage (non hydro)¦Battery storage medium size centralised | PJ/yr. | 0.0052841 | 0.004298 | 0.0052964 | 0.0050132 | 0.012045 | 0.065176 | 0.42624 | 1.0381 | 1.4392 | 1.9182 | 2.057 | 2.5094
STEM | SPS1 | CH | Fuel input for electricity generation¦Electricity storage (non hydro)¦Batteries in industry | PJ/yr. | 0.001735 | 0.0017249 | 0.0017344 | 0.042688 | 0.069329 | 0.070637 | 0.073517 | 0.091001 | 0.087391 | 0.10192 | 0.11147 | 0.13765
STEM | SPS1 | CH | Fuel input for electricity generation¦Electricity storage (non hydro)¦Batteries in residential single family houses | PJ/yr. | 0.0034745 | 0.0034521 | 0.0034705 | 0.07121 | 0.11527 | 0.12019 | 0.12696 | 0.14654 | 0.15824 | 0.16138 | 0.16823 | 0.16942
STEM | SPS1 | CH | Fuel input for electricity generation¦Electricity storage (non hydro)¦Batteries in residential multi-family houses | PJ/yr. | 0.0034745 | 0.003452 | 0.0034704 | 0.071392 | 0.11646 | 0.13452 | 0.13308 | 0.14726 | 0.1583 | 0.16157 | 0.16832 | 0.16953
STEM | SPS1 | CH | Fuel input for electricity generation¦Electricity storage (non hydro)¦Batteries in Services sector | PJ/yr. | 0.0017414 | 0.0017312 | 0.0017406 | 0.048837 | 0.077733 | 0.089695 | 0.091302 | 0.097513 | 0.10207 | 0.10732 | 0.11079 | 0.11256
| SPS1 | CH | Fuel input for heat generation from CHPs and heat plants | PJ/yr. | 55.7896 | 56.0338 | 57.5186 | 63.5999 | 66.6778 | 67.6843 | 68.2861 | 69.0005 | 62.6667 | 62.4113 | 61.7174 | 61.8011
| SPS1 | CH | Fuel input for heat generation from CHPs and heat plants¦District heating | PJ/yr. | 47.8554 | 47.3692 | 46.4393 | 46.6319 | 45.9647 | 47.2562 | 47.2484 | 48.3207 | 41.0894 | 40.7414 | 39.7499 | 39.5109
| SPS1 | CH | Fuel input for heat generation from CHPs and heat plants¦District heating¦CHP | PJ/yr. | 39.9636 | 34.2073 | 33.697 | 38.0932 | 37.775 | 39.8879 | 41.1908 | 41.0774 | 35.1697 | 34.8091 | 33.7893 | 33.5035
| SPS1 | CH | Fuel input for heat generation from CHPs and heat plants¦District heating¦CHP¦Oil | PJ/yr. | 0.020546 | 0.00047024 | 0.014386 | 0.0088519 | 0.01223 | 0.013125 | 0.013916 | 0.023345 | 0.015994 | 0.023043 | 0.018512 | 0.024261
| SPS1 | CH | Fuel input for heat generation from CHPs and heat plants¦District heating¦CHP¦Oil¦CHP Oil (for District Heating) | PJ/yr. | 0.020546 | 0.00047024 | 0.014386 | 0.0088519 | 0.01223 | 0.013125 | 0.013916 | 0.023345 | 0.015994 | 0.023043 | 0.018512 | 0.024261
| SPS1 | CH | Fuel input for heat generation from CHPs and heat plants¦District heating¦CHP¦Oil¦Fossil liquids | PJ/yr. | 0.020546 | 0.00047024 | 0.014386 | 0.0088519 | 0.01223 | 0.013125 | 0.013916 | 0.023345 | 0.015994 | 0.023043 | 0.018512 | 0.024261
| SPS1 | CH | Fuel input for heat generation from CHPs and heat plants¦District heating¦CHP¦Oil¦Fossil liquids¦CHP Oil (for District Heating) | PJ/yr. | 0.020546 | 0.00047024 | 0.014386 | 0.0088519 | 0.01223 | 0.013125 | 0.013916 | 0.023345 | 0.015994 | 0.023043 | 0.018512 | 0.024261
| SPS1 | CH | Fuel input for heat generation from CHPs and heat plants¦District heating¦CHP¦Oil¦Synthetic liquids | PJ/yr. | 0 | 0 | 0 | 0 | 0 | 0 | 0 | 0 | 0 | 0 | 0 | 0
| SPS1 | CH | Fuel input for heat generation from CHPs and heat plants¦District heating¦CHP¦Oil¦Synthetic liquids¦CHP Oil (for District Heating) | PJ/yr. | 0 | 0 | 0 | 0 | 0 | 0 | 0 | 0 | 0 | 0 | 0 | 0
| SPS1 | CH | Fuel input for heat generation from CHPs and heat plants¦District heating¦CHP¦Gas | PJ/yr. | 2.4009 | 0.00075922 | 0.037676 | 1.5032 | 1.0494 | 3.0785 | 4.5708 | 5.5591 | 1.6137 | 1.2313 | 0.11195 | 0.078241
| SPS1 | CH | Fuel input for heat generation from CHPs and heat plants¦District heating¦CHP¦Gas¦CHP Gas (for District Heating) | PJ/yr. | 2.4009 | 0.00075922 | 0.037676 | 1.5032 | 1.0494 | 2.4302 | 2.8414 | 3.8139 | 0.32554 | 0.0698 | 0.030879 | 0.029565
| SPS1 | CH | Fuel input for heat generation from CHPs and heat plants¦District heating¦CHP¦Gas¦CHP Fuel Cell Gas (for District Heating) | PJ/yr. | 0 | 0 | 0 | 0 | 0 | 0.6483 | 1.7294 | 1.7453 | 1.2882 | 1.1615 | 0.081072 | 0.048676
| SPS1 | CH | Fuel input for heat generation from CHPs and heat plants¦District heating¦CHP¦Gas¦Fossil gases | PJ/yr. | 2.3378 | 0.00072572 | 0.034111 | 1.4361 | 1.0142 | 3.0074 | 4.4866 | 5.4647 | 1.5889 | 1.2131 | 0.11022 | 0.076777
| SPS1 | CH | Fuel input for heat generation from CHPs and heat plants¦District heating¦CHP¦Gas¦Fossil gases¦CHP Gas (for District Heating) | PJ/yr. | 2.3378 | 0.00072572 | 0.034111 | 1.4361 | 1.0142 | 2.3741 | 2.789 | 3.7491 | 0.32054 | 0.068767 | 0.0304 | 0.029012
| SPS1 | CH | Fuel input for heat generation from CHPs and heat plants¦District heating¦CHP¦Gas¦Fossil gases¦CHP Fuel Cell Gas (for District Heating) | PJ/yr. | 0 | 0 | 0 | 0 | 0 | 0.63334 | 1.6975 | 1.7156 | 1.2684 | 1.1444 | 0.079817 | 0.047765
| SPS1 | CH | Fuel input for heat generation from CHPs and heat plants¦District heating¦CHP¦Gas¦Synthetic gases | PJ/yr. | 0.063146 | 3.3498e-05 | 0.0035646 | 0.067105 | 0.035278 | 0.071045 | 0.084195 | 0.094453 | 0.024766 | 0.018212 | 0.0017336 | 0.0014637
| SPS1 | CH | Fuel input for heat generation from CHPs and heat plants¦District heating¦CHP¦Gas¦Synthetic gases¦CHP Gas (for District Heating) | PJ/yr. | 0.063146 | 3.3498e-05 | 0.0035646 | 0.067105 | 0.035278 | 0.056084 | 0.052339 | 0.0648 | 0.0049962 | 0.0010324 | 0.00047816 | 0.0005531
| SPS1 | CH | Fuel input for heat generation from CHPs and heat plants¦District heating¦CHP¦Gas¦Synthetic gases¦CHP Fuel Cell Gas (for District Heating) | PJ/yr. | 0 | 0 | 0 | 0 | 0 | 0.014961 | 0.031856 | 0.029653 | 0.01977 | 0.01718 | 0.0012554 | 0.00091063
| SPS1 | CH | Fuel input for heat generation from CHPs and heat plants¦District heating¦CHP¦Wastes | PJ/yr. | 36.2481 | 33.9809 | 32.0667 | 33.7235 | 33.4148 | 33.1339 | 32.84 | 32.5315 | 32.5314 | 32.5312 | 32.5311 | 32.5297
| SPS1 | CH | Fuel input for heat generation from CHPs and heat plants¦District heating¦CHP¦Wastes¦CHP Wastes (for District Heating) | PJ/yr. | 36.2481 | 33.9809 | 32.0667 | 33.7235 | 33.4148 | 33.1339 | 32.84 | 32.5315 | 32.5314 | 32.5312 | 32.5311 | 32.5297
| SPS1 | CH | Fuel input for heat generation from CHPs and heat plants¦District heating¦CHP¦Wastes¦CHP Wastes (for District Heating) CCS | PJ/yr. | 0 | 0 | 0 | 0 | 0 | 0 | 0 | 0 | 0 | 0 | 0 | 0
| SPS1 | CH | Fuel input for heat generation from CHPs and heat plants¦District heating¦CHP¦Wastes¦Renewable | PJ/yr. | 18.124 | 16.9904 | 16.0333 | 16.8617 | 16.7074 | 16.5669 | 16.42 | 16.2658 | 16.2657 | 16.2656 | 16.2656 | 16.2648
| SPS1 | CH | Fuel input for heat generation from CHPs and heat plants¦District heating¦CHP¦Wastes¦Renewable¦CHP Wastes (for District Heating) | PJ/yr. | 18.124 | 16.9904 | 16.0333 | 16.8617 | 16.7074 | 16.5669 | 16.42 | 16.2658 | 16.2657 | 16.2656 | 16.2656 | 16.2648
| SPS1 | CH | Fuel input for heat generation from CHPs and heat plants¦District heating¦CHP¦Wastes¦Renewable¦CHP Wastes (for District Heating) CCS | PJ/yr. | 0 | 0 | 0 | 0 | 0 | 0 | 0 | 0 | 0 | 0 | 0 | 0
| SPS1 | CH | Fuel input for heat generation from CHPs and heat plants¦District heating¦CHP¦Wastes¦Non Renewable | PJ/yr. | 18.124 | 16.9904 | 16.0333 | 16.8617 | 16.7074 | 16.5669 | 16.42 | 16.2658 | 16.2657 | 16.2656 | 16.2656 | 16.2648
| SPS1 | CH | Fuel input for heat generation from CHPs and heat plants¦District heating¦CHP¦Wastes¦Non Renewable¦CHP Wastes (for District Heating) | PJ/yr. | 18.124 | 16.9904 | 16.0333 | 16.8617 | 16.7074 | 16.5669 | 16.42 | 16.2658 | 16.2657 | 16.2656 | 16.2656 | 16.2648
| SPS1 | CH | Fuel input for heat generation from CHPs and heat plants¦District heating¦CHP¦Wastes¦Non Renewable¦CHP Wastes (for District Heating) CCS | PJ/yr. | 0 | 0 | 0 | 0 | 0 | 0 | 0 | 0 | 0 | 0 | 0 | 0
| SPS1 | CH | Fuel input for heat generation from CHPs and heat plants¦District heating¦CHP¦Wood | PJ/yr. | 1.294 | 0.22519 | 1.5783 | 2.8577 | 3.2986 | 3.659 | 3.7625 | 2.9552 | 1.0004 | 0.97278 | 0.95053 | 0.69237
| SPS1 | CH | Fuel input for heat generation from CHPs and heat plants¦District heating¦CHP¦Wood¦CHP Wood (for District Heating) | PJ/yr. | 1.294 | 0.22519 | 1.5783 | 2.8577 | 3.2986 | 3.659 | 3.7625 | 2.9552 | 1.0004 | 0.97278 | 0.95053 | 0.69237
| SPS1 | CH | Fuel input for heat generation from CHPs and heat plants¦District heating¦CHP¦Hydrogen | PJ/yr. | 0 | 0 | 0 | 0 | 0 | 0.0034434 | 0.0035652 | 0.0082111 | 0.0082236 | 0.050735 | 0.17723 | 0.17895
| SPS1 | CH | Fuel input for heat generation from CHPs and heat plants¦District heating¦CHP¦Hydrogen¦CHP Fuel Cell Hydrogen (for District Heating) | PJ/yr. | 0 | 0 | 0 | 0 | 0 | 0.0034434 | 0.0035652 | 0.0082111 | 0.0082236 | 0.050735 | 0.17723 | 0.17895
| SPS1 | CH | Fuel input for heat generation from CHPs and heat plants¦District heating¦Heat plants | PJ/yr. | 7.8918 | 13.1619 | 12.7424 | 8.5387 | 8.1897 | 7.3683 | 6.0576 | 7.2433 | 5.9198 | 5.9323 | 5.9606 | 6.0074
| SPS1 | CH | Fuel input for heat generation from CHPs and heat plants¦District heating¦Heat plants¦Gas | PJ/yr. | 4.396 | 6.3688 | 6.3671 | 5.0751 | 5.3669 | 5.3674 | 4.1368 | 5.3667 | 4.0554 | 4.0582 | 4.0555 | 4.056
| SPS1 | CH | Fuel input for heat generation from CHPs and heat plants¦District heating¦Heat plants¦Gas¦Heat plant gas | PJ/yr. | 4.396 | 6.3688 | 6.3671 | 5.0751 | 5.3669 | 5.3674 | 4.1368 | 5.3667 | 4.0554 | 4.0582 | 4.0555 | 4.056
| SPS1 | CH | Fuel input for heat generation from CHPs and heat plants¦District heating¦Heat plants¦Fossil gases | PJ/yr. | 2.0281 | 2.316 | 2.3143 | 1.0222 | 1.314 | 1.3145 | 0.083927 | 1.3138 | 0.0025225 | 0.0052644 | 0.0025445 | 0.0029695
| SPS1 | CH | Fuel input for heat generation from CHPs and heat plants¦District heating¦Heat plants¦Fossil gases¦Heat plant gas | PJ/yr. | 2.0281 | 2.316 | 2.3143 | 1.0222 | 1.314 | 1.3145 | 0.083927 | 1.3138 | 0.0025225 | 0.0052644 | 0.0025445 | 0.0029695
| SPS1 | CH | Fuel input for heat generation from CHPs and heat plants¦District heating¦Heat plants¦Synthetic gases | PJ/yr. | 1.184 | 2.0264 | 2.0264 | 2.0264 | 2.0264 | 2.0264 | 2.0265 | 2.0265 | 2.0265 | 2.0265 | 2.0265 | 2.0265
| SPS1 | CH | Fuel input for heat generation from CHPs and heat plants¦District heating¦Heat plants¦Synthetic gases¦Heat plant gas | PJ/yr. | 1.184 | 2.0264 | 2.0264 | 2.0264 | 2.0264 | 2.0264 | 2.0265 | 2.0265 | 2.0265 | 2.0265 | 2.0265 | 2.0265
| SPS1 | CH | Fuel input for heat generation from CHPs and heat plants¦District heating¦Heat plants¦Nuclear fuel | PJ/yr. | 1.45 | 3.8019 | 3.8005 | 1.1501 | 0.69558 | 0 | 0 | 0 | 0 | 0 | 0 | 0
| SPS1 | CH | Fuel input for heat generation from CHPs and heat plants¦District heating¦Heat plants¦Nuclear fuel¦Heat plant nuclear | PJ/yr. | 1.45 | 3.8019 | 3.8005 | 1.1501 | 0.69558 | 0 | 0 | 0 | 0 | 0 | 0 | 0
| SPS1 | CH | Fuel input for heat generation from CHPs and heat plants¦District heating¦Heat plants¦Oil | PJ/yr. | 0.21542 | 0.21748 | 0.0026795 | 0.0028344 | 0.0023385 | 0.0021378 | 0.0020371 | 0.00072637 | 0.001785 | 0.0008387 | 0.0014582 | 0.00082063
| SPS1 | CH | Fuel input for heat generation from CHPs and heat plants¦District heating¦Heat plants¦Oil¦Heat plant oil | PJ/yr. | 0.21542 | 0.21748 | 0.0026795 | 0.0028344 | 0.0023385 | 0.0021378 | 0.0020371 | 0.00072637 | 0.001785 | 0.0008387 | 0.0014582 | 0.00082063
| SPS1 | CH | Fuel input for heat generation from CHPs and heat plants¦District heating¦Heat plants¦Oil¦Fossil liquids | PJ/yr. | 0.21542 | 0.21748 | 0.0026795 | 0.0028344 | 0.0023385 | 0.0021378 | 0.0020371 | 0.00072637 | 0.001785 | 0.0008387 | 0.0014582 | 0.00082063
| SPS1 | CH | Fuel input for heat generation from CHPs and heat plants¦District heating¦Heat plants¦Oil¦Fossil liquids¦Heat plant oil | PJ/yr. | 0.21542 | 0.21748 | 0.0026795 | 0.0028344 | 0.0023385 | 0.0021378 | 0.0020371 | 0.00072637 | 0.001785 | 0.0008387 | 0.0014582 | 0.00082063
| SPS1 | CH | Fuel input for heat generation from CHPs and heat plants¦District heating¦Heat plants¦Oil¦Synthetic liquids | PJ/yr. | 0 | 0 | 0 | 0 | 0 | 0 | 0 | 0 | 0 | 4 | 0 | 0
| SPS1 | CH | Fuel input for heat generation from CHPs and heat plants¦District heating¦Heat plants¦Oil¦Synthetic liquids¦Heat plant oil | PJ/yr. | 0 | 0 | 0 | 0 | 0 | 0 | 0 | 0 | 0 | 4 | 0 | 0
| SPS1 | CH | Fuel input for heat generation from CHPs and heat plants¦District heating¦Heat plants¦Wood | PJ/yr. | 1.8304 | 1.6519 | 1.4163 | 1.0959 | 0.84809 | 0.65628 | 0.50784 | 0.39297 | 0.30408 | 0.23532 | 0.18212 | 0.14102
| SPS1 | CH | Fuel input for heat generation from CHPs and heat plants¦District heating¦Heat plants¦Wood¦Heat plant wood | PJ/yr. | 1.8304 | 1.6519 | 1.4163 | 1.0959 | 0.84809 | 0.65628 | 0.50784 | 0.39297 | 0.30408 | 0.23532 | 0.18212 | 0.14102
| SPS1 | CH | Fuel input for heat generation from CHPs and heat plants¦District heating¦Heat plants¦Solar | PJ/yr. | 0 | 0 | 0 | 0.0001083 | 0.00016844 | 0.00017715 | 0.00018081 | 0.00018841 | 0.00019197 | 0.00021958 | 0.00023095 | 0.00040822
| SPS1 | CH | Fuel input for heat generation from CHPs and heat plants¦District heating¦Heat plants¦Solar¦Heat plant solar | PJ/yr. | 0 | 0 | 0 | 0.0001083 | 0.00016844 | 0.00017715 | 0.00018081 | 0.00018841 | 0.00019197 | 0.00021958 | 0.00023095 | 0.00040822
| SPS1 | CH | Fuel input for heat generation from CHPs and heat plants¦District heating¦Heat plants¦Geothermal | PJ/yr. | 0 | 0 | 0 | 0 | 0 | 0.00051409 | 0.00050945 | 0.0005087 | 0.00051015 | 0.00051422 | 0.00051924 | 0.00066769
| SPS1 | CH | Fuel input for heat generation from CHPs and heat plants¦District heating¦Heat plants¦Geothermal¦Heat plant deep geothermal | PJ/yr. | 0 | 0 | 0 | 0 | 0 | 0.00051409 | 0.00050945 | 0.0005087 | 0.00051015 | 0.00051422 | 0.00051924 | 0.00066769
| SPS1 | CH | Fuel input for heat generation from CHPs and heat plants¦District heating¦Heat plants¦Electricity | PJ/yr. | 0 | 1.1218 | 1.1557 | 1.2147 | 1.2767 | 1.3418 | 1.4102 | 1.4822 | 1.5578 | 1.6372 | 1.7208 | 1.8085
| SPS1 | CH | Fuel input for heat generation from CHPs and heat plants¦District heating¦Heat plants¦Electricity¦Heat pump electric | PJ/yr. | 0 | 1.1218 | 1.1557 | 1.2147 | 1.2767 | 1.3418 | 1.4102 | 1.4822 | 1.5578 | 1.6372 | 1.7208 | 1.8085
| SPS1 | CH | Fuel input for heat generation from CHPs and heat plants¦On-site CHPs | PJ/yr. | 7.9342 | 8.6646 | 11.0792 | 16.968 | 20.7131 | 20.428 | 21.0376 | 20.6798 | 21.5772 | 21.6698 | 21.9675 | 22.2902
| SPS1 | CH | Fuel input for heat generation from CHPs and heat plants¦On-site CHPs¦Oil | PJ/yr. | 0.2768 | 0.64193 | 0.011894 | 0.56539 | 0.52802 | 0.049211 | 0.053813 | 0.06433 | 0.080408 | 0.07539 | 0.074922 | 0.074583
| SPS1 | CH | Fuel input for heat generation from CHPs and heat plants¦On-site CHPs¦Oil¦Industrial CHPs oil | PJ/yr. | 0.2768 | 0.64193 | 0.011894 | 0.56539 | 0.52802 | 0.049211 | 0.053813 | 0.06433 | 0.080408 | 0.07539 | 0.074922 | 0.074583
| SPS1 | CH | Fuel input for heat generation from CHPs and heat plants¦On-site CHPs¦Oil¦Fossil liquids | PJ/yr. | 0.2768 | 0.64193 | 0.011894 | 0.56539 | 0.52802 | 0.049211 | 0.053813 | 0.06433 | 0.080408 | 0.07539 | 0.074922 | 0.074583
| SPS1 | CH | Fuel input for heat generation from CHPs and heat plants¦On-site CHPs¦Oil¦Fossil liquids¦Industrial CHPs oil | PJ/yr. | 0.2768 | 0.64193 | 0.011894 | 0.56539 | 0.52802 | 0.049211 | 0.053813 | 0.06433 | 0.080408 | 0.07539 | 0.074922 | 0.074583
| SPS1 | CH | Fuel input for heat generation from CHPs and heat plants¦On-site CHPs¦Oil¦Synthetic liquids | PJ/yr. | 0 | 0 | 0 | 0 | 0 | 0 | 0 | 0 | 0 | 0 | 0 | 0
| SPS1 | CH | Fuel input for heat generation from CHPs and heat plants¦On-site CHPs¦Oil¦Synthetic liquids¦Industrial CHPs oil | PJ/yr. | 0 | 0 | 0 | 0 | 0 | 0 | 0 | 0 | 0 | 0 | 0 | 0
| SPS1 | CH | Fuel input for heat generation from CHPs and heat plants¦On-site CHPs¦Gas | PJ/yr. | 3.6465 | 2.9235 | 2.8724 | 7.8566 | 10.6211 | 10.1816 | 9.8802 | 7.9472 | 7.291 | 7.3026 | 7.5469 | 7.6033
| SPS1 | CH | Fuel input for heat generation from CHPs and heat plants¦On-site CHPs¦Gas¦Industrial CHPs gas | PJ/yr. | 1.0316 | 0.13651 | 0.088692 | 1.1547 | 1.12 | 0.24485 | 0.18409 | 0.097381 | 0.064295 | 0.07759 | 0.10106 | 0.25585
| SPS1 | CH | Fuel input for heat generation from CHPs and heat plants¦On-site CHPs¦Gas¦Industrial CHPs gas (CCS) | PJ/yr. | 0 | 0 | 0 | 0 | 0 | 0.00044018 | 0.00053231 | 0.0011681 | 0.00070466 | 0.0012518 | 0.0011943 | 0.002466
| SPS1 | CH | Fuel input for heat generation from CHPs and heat plants¦On-site CHPs¦Gas¦Industrial CHPs fuel cells (gas reformer) | PJ/yr. | 0 | 0 | 0 | 0 | 0 | 0 | 0 | 0 | 0 | 0 | 0 | 0
| SPS1 | CH | Fuel input for heat generation from CHPs and heat plants¦On-site CHPs¦Gas¦Residential single family CHPs gas | PJ/yr. | 0.054241 | 0.0076579 | 0.032304 | 0.029239 | 0.05871 | 0.062748 | 0.071748 | 0.095689 | 0.07755 | 0.082069 | 0.29011 | 0.33573
| SPS1 | CH | Fuel input for heat generation from CHPs and heat plants¦On-site CHPs¦Gas¦Residential single family CHPs fuel cells gas | PJ/yr. | 0 | 0 | 0 | 0 | 0 | 0 | 0 | 0 | 0 | 0 | 0 | 0
| SPS1 | CH | Fuel input for heat generation from CHPs and heat plants¦On-site CHPs¦Gas¦Residential multi family CHPs gas | PJ/yr. | 0.080773 | 0.040178 | 0.19358 | 1.4173 | 1.4489 | 1.6394 | 1.4904 | 1.5754 | 1.5606 | 1.5271 | 1.3334 | 1.1708
| SPS1 | CH | Fuel input for heat generation from CHPs and heat plants¦On-site CHPs¦Gas¦Residential multi family CHPs fuel cells gas | PJ/yr. | 0 | 0 | 0 | 0 | 0 | 0 | 0 | 0 | 0 | 0 | 0 | 0
| SPS1 | CH | Fuel input for heat generation from CHPs and heat plants¦On-site CHPs¦Gas¦Services sectors CHPs (bio)gas | PJ/yr. | 1.5807 | 1.7913 | 1.7434 | 1.6538 | 1.5352 | 1.407 | 1.3921 | 1.3719 | 1.3702 | 1.3732 | 1.3758 | 1.3826
| SPS1 | CH | Fuel input for heat generation from CHPs and heat plants¦On-site CHPs¦Gas¦Services sectors CHPs gas | PJ/yr. | 0.89926 | 0.94786 | 0.81443 | 3.6006 | 6.4554 | 6.8245 | 6.7394 | 4.8011 | 4.2132 | 4.2332 | 4.4391 | 4.442
| SPS1 | CH | Fuel input for heat generation from CHPs and heat plants¦On-site CHPs¦Gas¦Services sectors CHPs fuel cells (gas reformer) | PJ/yr. | 0 | 0 | 0 | 0.00090917 | 0.0027278 | 0.0025987 | 0.0019649 | 0.0045101 | 0.0044847 | 0.0081346 | 0.0061478 | 0.013755
| SPS1 | CH | Fuel input for heat generation from CHPs and heat plants¦On-site CHPs¦Gas¦Fossil gases | PJ/yr. | 2.0115 | 1.0822 | 1.0222 | 5.9259 | 8.7804 | 8.572 | 8.3318 | 6.4635 | 5.83 | 5.8417 | 6.0755 | 6.1044
| SPS1 | CH | Fuel input for heat generation from CHPs and heat plants¦On-site CHPs¦Gas¦Fossil gases¦Industrial CHPs gas | PJ/yr. | 1.0045 | 0.13048 | 0.080301 | 1.1031 | 1.0824 | 0.2392 | 0.1807 | 0.095726 | 0.063308 | 0.076443 | 0.09949 | 0.25106
| SPS1 | CH | Fuel input for heat generation from CHPs and heat plants¦On-site CHPs¦Gas¦Fossil gases¦Industrial CHPs gas (CCS) | PJ/yr. | 0 | 0 | 0 | 0 | 0 | 0.00044018 | 0.00053231 | 0.0011681 | 0.00070466 | 0.0012518 | 0.0011943 | 0.002466
| SPS1 | CH | Fuel input for heat generation from CHPs and heat plants¦On-site CHPs¦Gas¦Fossil gases¦Industrial CHPs fuel cells (gas reformer) | PJ/yr. | 0 | 0 | 0 | 0 | 0 | 0 | 0 | 0 | 0 | 0 | 0 | 0
| SPS1 | CH | Fuel input for heat generation from CHPs and heat plants¦On-site CHPs¦Gas¦Fossil gases¦Residential single family CHPs gas | PJ/yr. | 0.052814 | 0.00732 | 0.029248 | 0.027934 | 0.056736 | 0.0613 | 0.070427 | 0.094063 | 0.07636 | 0.080855 | 0.28561 | 0.32945
| SPS1 | CH | Fuel input for heat generation from CHPs and heat plants¦On-site CHPs¦Gas¦Fossil gases¦Residential single family CHPs fuel cells gas | PJ/yr. | 0 | 0 | 0 | 0 | 0 | 0 | 0 | 0 | 0 | 0 | 0 | 0
| SPS1 | CH | Fuel input for heat generation from CHPs and heat plants¦On-site CHPs¦Gas¦Fossil gases¦Residential multi family CHPs gas | PJ/yr. | 0.078649 | 0.038405 | 0.17526 | 1.3541 | 1.4002 | 1.6016 | 1.4629 | 1.5486 | 1.5367 | 1.5046 | 1.3127 | 1.1489
| SPS1 | CH | Fuel input for heat generation from CHPs and heat plants¦On-site CHPs¦Gas¦Fossil gases¦Residential multi family CHPs fuel cells gas | PJ/yr. | 0 | 0 | 0 | 0 | 0 | 0 | 0 | 0 | 0 | 0 | 0 | 0
| SPS1 | CH | Fuel input for heat generation from CHPs and heat plants¦On-site CHPs¦Gas¦Fossil gases¦Services sectors CHPs (bio)gas | PJ/yr. | 0 | 0 | 0 | 0 | 0 | 0 | 0 | 0 | 0 | 0 | 0 | 0
| SPS1 | CH | Fuel input for heat generation from CHPs and heat plants¦On-site CHPs¦Gas¦Fossil gases¦Services sectors CHPs gas | PJ/yr. | 0.87561 | 0.90604 | 0.73737 | 3.4399 | 6.2384 | 6.667 | 6.6153 | 4.7195 | 4.1485 | 4.1706 | 4.3704 | 4.3589
| SPS1 | CH | Fuel input for heat generation from CHPs and heat plants¦On-site CHPs¦Gas¦Fossil gases¦Services sectors CHPs fuel cells (gas reformer) | PJ/yr. | 0 | 0 | 0 | 0.00086858 | 0.0026361 | 0.0025387 | 0.0019287 | 0.0044335 | 0.0044159 | 0.0080143 | 0.0060526 | 0.013497
| SPS1 | CH | Fuel input for heat generation from CHPs and heat plants¦On-site CHPs¦Gas¦Synthetic gases | PJ/yr. | 1.635 | 1.8412 | 1.8502 | 1.9307 | 1.8406 | 1.6095 | 1.5484 | 1.4836 | 1.461 | 1.4609 | 1.4714 | 1.499
| SPS1 | CH | Fuel input for heat generation from CHPs and heat plants¦On-site CHPs¦Gas¦Synthetic gases¦Industrial CHPs gas | PJ/yr. | 0.027131 | 0.0060229 | 0.0083914 | 0.051546 | 0.037651 | 0.0056506 | 0.0033909 | 0.0016546 | 0.00098676 | 0.0011476 | 0.0015649 | 0.0047864
| SPS1 | CH | Fuel input for heat generation from CHPs and heat plants¦On-site CHPs¦Gas¦Synthetic gases¦Industrial CHPs gas (CCS) | PJ/yr. | 0 | 0 | 0 | 0 | 0 | 0 | 0 | 0 | 0 | 0 | 0 | 0
| SPS1 | CH | Fuel input for heat generation from CHPs and heat plants¦On-site CHPs¦Gas¦Synthetic gases¦Industrial CHPs fuel cells (gas reformer) | PJ/yr. | 0 | 0 | 0 | 0 | 0 | 0 | 0 | 0 | 0 | 0 | 0 | 0
| SPS1 | CH | Fuel input for heat generation from CHPs and heat plants¦On-site CHPs¦Gas¦Synthetic gases¦Residential single family CHPs gas | PJ/yr. | 0.0014266 | 0.00033788 | 0.0030564 | 0.0013053 | 0.0019736 | 0.0014481 | 0.0013216 | 0.0016258 | 0.0011902 | 0.0012138 | 0.0044923 | 0.0062808
| SPS1 | CH | Fuel input for heat generation from CHPs and heat plants¦On-site CHPs¦Gas¦Synthetic gases¦Residential single family CHPs fuel cells gas | PJ/yr. | 0 | 0 | 0 | 0 | 0 | 0 | 0 | 0 | 0 | 0 | 0 | 0
| SPS1 | CH | Fuel input for heat generation from CHPs and heat plants¦On-site CHPs¦Gas¦Synthetic gases¦Residential multi family CHPs gas | PJ/yr. | 0.0021244 | 0.0017727 | 0.018315 | 0.063272 | 0.048708 | 0.037834 | 0.027454 | 0.026767 | 0.023952 | 0.022587 | 0.020648 | 0.021904
| SPS1 | CH | Fuel input for heat generation from CHPs and heat plants¦On-site CHPs¦Gas¦Synthetic gases¦Residential multi family CHPs fuel cells gas | PJ/yr. | 0 | 0 | 0 | 0 | 0 | 0 | 0 | 0 | 0 | 0 | 0 | 0
| SPS1 | CH | Fuel input for heat generation from CHPs and heat plants¦On-site CHPs¦Gas¦Synthetic gases¦Services sectors CHPs (bio)gas | PJ/yr. | 1.5807 | 1.7913 | 1.7434 | 1.6538 | 1.5352 | 1.407 | 1.3921 | 1.3719 | 1.3702 | 1.3732 | 1.3758 | 1.3826
| SPS1 | CH | Fuel input for heat generation from CHPs and heat plants¦On-site CHPs¦Gas¦Synthetic gases¦Services sectors CHPs gas | PJ/yr. | 0.023651 | 0.041821 | 0.077055 | 0.16074 | 0.217 | 0.1575 | 0.12414 | 0.081573 | 0.064662 | 0.062611 | 0.06874 | 0.083102
| SPS1 | CH | Fuel input for heat generation from CHPs and heat plants¦On-site CHPs¦Gas¦Synthetic gases¦Services sectors CHPs fuel cells (gas reformer) | PJ/yr. | 0 | 0 | 0 | 4.0587e-05 | 9.1696e-05 | 5.9973e-05 | 3.6194e-05 | 7.663e-05 | 6.8829e-05 | 0.00012031 | 9.5199e-05 | 0.00025732
| SPS1 | CH | Fuel input for heat generation from CHPs and heat plants¦On-site CHPs¦Wastes | PJ/yr. | 3.3175 | 3.3047 | 4.7995 | 4.6782 | 4.5421 | 4.4136 | 4.2525 | 4.0403 | 4.0403 | 4.0404 | 4.0403 | 4.0404
| SPS1 | CH | Fuel input for heat generation from CHPs and heat plants¦On-site CHPs¦Wastes¦Industrial CHPs wastes | PJ/yr. | 3.3175 | 3.3047 | 4.7995 | 4.6782 | 4.5421 | 4.4136 | 4.2525 | 4.0403 | 4.0403 | 4.0404 | 4.0403 | 4.0404
| SPS1 | CH | Fuel input for heat generation from CHPs and heat plants¦On-site CHPs¦Wastes¦Industrial CHPs wastes CCS | PJ/yr. | 0 | 0 | 0 | 0 | 0 | 0 | 0 | 0 | 0 | 0 | 0 | 0
| SPS1 | CH | Fuel input for heat generation from CHPs and heat plants¦On-site CHPs¦Wastes¦Renewable | PJ/yr. | 0 | 0 | 0 | 0 | 0 | 0 | 0 | 0 | 0 | 0 | 0 | 0
| SPS1 | CH | Fuel input for heat generation from CHPs and heat plants¦On-site CHPs¦Wastes¦Renewable¦Industrial CHPs wastes | PJ/yr. | 0 | 0 | 0 | 0 | 0 | 0 | 0 | 0 | 0 | 0 | 0 | 0
| SPS1 | CH | Fuel input for heat generation from CHPs and heat plants¦On-site CHPs¦Wastes¦Renewable¦Industrial CHPs wastes CCS | PJ/yr. | 0 | 0 | 0 | 0 | 0 | 0 | 0 | 0 | 0 | 0 | 0 | 0
| SPS1 | CH | Fuel input for heat generation from CHPs and heat plants¦On-site CHPs¦Wastes¦Non Renewable | PJ/yr. | 3.3175 | 3.3047 | 4.7995 | 4.6782 | 4.5421 | 4.4136 | 4.2525 | 4.0403 | 4.0403 | 4.0404 | 4.0403 | 4.0404
| SPS1 | CH | Fuel input for heat generation from CHPs and heat plants¦On-site CHPs¦Wastes¦Non Renewable¦Industrial CHPs wastes | PJ/yr. | 3.3175 | 3.3047 | 4.7995 | 4.6782 | 4.5421 | 4.4136 | 4.2525 | 4.0403 | 4.0403 | 4.0404 | 4.0403 | 4.0404
| SPS1 | CH | Fuel input for heat generation from CHPs and heat plants¦On-site CHPs¦Wastes¦Non Renewable¦Industrial CHPs wastes CCS | PJ/yr. | 0 | 0 | 0 | 0 | 0 | 0 | 0 | 0 | 0 | 0 | 0 | 0
| SPS1 | CH | Fuel input for heat generation from CHPs and heat plants¦On-site CHPs¦Wood | PJ/yr. | 0.69332 | 1.7946 | 3.3954 | 3.8642 | 5.012 | 5.7709 | 6.8388 | 8.5966 | 10.1373 | 10.1799 | 10.2446 | 10.477
| SPS1 | CH | Fuel input for heat generation from CHPs and heat plants¦On-site CHPs¦Wood¦Industrial CHPs wood | PJ/yr. | 0.69332 | 1.7946 | 3.3954 | 3.8281 | 4.9676 | 5.729 | 6.7967 | 8.5011 | 10.0496 | 10.0724 | 10.1501 | 10.291
| SPS1 | CH | Fuel input for heat generation from CHPs and heat plants¦On-site CHPs¦Wood¦Industrial CHPs wood (CCS) | PJ/yr. | 0 | 0 | 0 | 0 | 0 | 0.00065503 | 0.00074713 | 0.0016272 | 0.0010044 | 0.0018711 | 0.0015778 | 0.0036889
| SPS1 | CH | Fuel input for heat generation from CHPs and heat plants¦On-site CHPs¦Wood¦Residential single family CHPs wood | PJ/yr. | 0 | 0 | 0 | 0.0077757 | 0.013938 | 0.014409 | 0.013221 | 0.030281 | 0.026574 | 0.036955 | 0.025333 | 0.049902
| SPS1 | CH | Fuel input for heat generation from CHPs and heat plants¦On-site CHPs¦Wood¦Residential multi family CHPs wood | PJ/yr. | 0 | 0 | 0 | 0.017074 | 0.021707 | 0.019537 | 0.018985 | 0.048504 | 0.046002 | 0.04718 | 0.047464 | 0.08825
| SPS1 | CH | Fuel input for heat generation from CHPs and heat plants¦On-site CHPs¦Wood¦Services sectors CHPs wood | PJ/yr. | 0 | 0 | 0 | 0.011286 | 0.008756 | 0.0073025 | 0.0091407 | 0.0151 | 0.014161 | 0.021551 | 0.020083 | 0.044163
| SPS1 | CH | Fuel input for heat generation from CHPs and heat plants¦On-site CHPs¦Hydrogen | PJ/yr. | 0 | 0 | 0 | 0.0036193 | 0.0098812 | 0.012777 | 0.012257 | 0.031385 | 0.028163 | 0.071575 | 0.06081 | 0.094875
| SPS1 | CH | Fuel input for heat generation from CHPs and heat plants¦On-site CHPs¦Hydrogen¦Industrial CHPs fuel cells (hydrogen) | PJ/yr. | 0 | 0 | 0 | 0.0021012 | 0.0063806 | 0.0091893 | 0.0083708 | 0.022149 | 0.019422 | 0.050603 | 0.045596 | 0.065126
| SPS1 | CH | Fuel input for heat generation from CHPs and heat plants¦On-site CHPs¦Hydrogen¦Services sectors CHPs fuel cells (hydrogen) | PJ/yr. | 0 | 0 | 0 | 0.001518 | 0.0035007 | 0.0035874 | 0.0038858 | 0.0092367 | 0.0087415 | 0.020972 | 0.015214 | 0.029749
| SPS1 | CH | Efficiency of power plants (electric) | % | bar: 2020 to 2070
| SPS1 | CH | Efficiency of power plants (electric)¦Nuclear Fuel¦Nuclear power plants | % | 32.98% | 32.67% | 32.6% | 32.99% | 33.03% | 33.16% | - | - | 30.51% | 31.91% | 31.98% | 32.22%
| SPS1 | CH | Efficiency of power plants (electric)¦Hydro¦Hydro Large | % | 100% | 100% | 100% | 100% | 100% | 100% | 100% | 100% | 100% | 100% | 100% | 100%
| SPS1 | CH | Efficiency of power plants (electric)¦Hydro¦Hydro Run of River | % | 100% | 100% | 100% | 100% | 100% | 100% | 100% | 100% | 100% | 100% | 100% | 100%
| SPS1 | CH | Efficiency of power plants (electric)¦Hydro¦Pump storage | % | 80% | 80% | 80% | 80% | 80% | 80% | 80% | 80% | 80% | 80% | 80% | 80%
| SPS1 | CH | Efficiency of power plants (electric)¦Oil¦Peak devices | % | 31.66% | 16.44% | 29.58% | 30.68% | 30.13% | 31.4% | 32.4% | 32.36% | 32.52% | 32.64% | 32.38% | 32.2%
| SPS1 | CH | Efficiency of power plants (electric)¦Oil¦CHP Oil (for District Heating) | % | 7.34% | 7.27% | 9.587% | 10.38% | 10.42% | 10.76% | 10.64% | 10.35% | 10.32% | 10.09% | 10.14% | 9.599%
| SPS1 | CH | Efficiency of power plants (electric)¦Oil¦Industrial CHPs oil | % | 23.67% | 24.66% | 21.32% | 26.26% | 26.3% | 25.95% | 25.67% | 25.15% | 24.57% | 24.92% | 25.19% | 25.03%
| SPS1 | CH | Efficiency of power plants (electric)¦Gas¦Gas turbines combined cycle | % | - | - | - | - | - | 59.72% | 62.46% | 62.61% | 62.34% | 62.33% | 62.32% | 62.26%
| SPS1 | CH | Efficiency of power plants (electric)¦Gas¦Gas turbines open cycle | % | - | - | - | - | 39.71% | 38.23% | 42.34% | 43.52% | 43.88% | 43.15% | 43.41% | 43.31%
| SPS1 | CH | Efficiency of power plants (electric)¦Gas¦Gas turbines combined cycle CCS | % | bar: 2020 to 2070
| SPS1 | CH | Efficiency of power plants (electric)¦Gas¦CHP Gas (for District Heating) | % | 26.2% | 21.28% | 23.89% | 24.65% | 24.77% | 24.87% | 24.96% | 25.14% | 25.03% | 24.08% | 23.22% | 21.11%
| SPS1 | CH | Efficiency of power plants (electric)¦Gas¦CHP Fuel Cell Gas (for District Heating) | % | - | - | - | - | - | 40% | 40% | 40% | 40% | 40% | 40% | 40%
| SPS1 | CH | Efficiency of power plants (electric)¦Gas¦Industrial CHPs gas | % | 34.81% | 35.19% | 34.8% | 35.99% | 35.99% | 35.56% | 35.43% | 34.91% | 34.75% | 34.56% | 34.84% | 34.98%
| SPS1 | CH | Efficiency of power plants (electric)¦Gas¦Industrial CHPs gas (CCS) | % | bar: 2020 to 2070
| SPS1 | CH | Efficiency of power plants (electric)¦Gas¦Industrial CHPs fuel cells (gas reformer) | % | bar: 2020 to 2070
| SPS1 | CH | Efficiency of power plants (electric)¦Gas¦Residential single family CHPs gas | % | 20.13% | 26.76% | 23.49% | 25.12% | 25.16% | 25.86% | 26.46% | 25.48% | 26.79% | 24.78% | 28.08% | 27.43%
| SPS1 | CH | Efficiency of power plants (electric)¦Gas¦Residential single family CHPs fuel cells gas | % | - | - | - | 42% | 43% | 44% | 44.5% | 45% | 45% | 45% | 45% | 45%
| SPS1 | CH | Efficiency of power plants (electric)¦Gas¦Residential multi family CHPs gas | % | 23.76% | 29.12% | 28.8% | 29.87% | 30.04% | 30.22% | 30.48% | 30.66% | 30.79% | 30.67% | 30.72% | 30.45%
| SPS1 | CH | Efficiency of power plants (electric)¦Gas¦Residential multi family CHPs fuel cells gas | % | - | - | - | 42% | 43% | 44% | 44.5% | 45% | 45% | 45% | 45% | 45%
| SPS1 | CH | Efficiency of power plants (electric)¦Gas¦Services sectors CHPs (bio)gas | % | 36.27% | 36.31% | 36.34% | 36.44% | 36.96% | 37.44% | 37.84% | 38.4% | 38.45% | 38.36% | 38.29% | 38.13%
| SPS1 | CH | Efficiency of power plants (electric)¦Gas¦Services sectors CHPs gas | % | 35.57% | 36% | 35.92% | 35.92% | 35.86% | 35.71% | 35.72% | 35.74% | 35.78% | 35.78% | 35.8% | 35.76%
| SPS1 | CH | Efficiency of power plants (electric)¦Gas¦Services sectors CHPs fuel cells (gas reformer) | % | - | - | - | 60% | 60.5% | 61% | 61.5% | 62% | 62% | 62% | 62% | 62%
| SPS1 | CH | Efficiency of power plants (electric)¦Wastes¦Wastes Incineration (electric only) | % | 35.75% | 35.75% | 35.75% | 35.75% | 35.75% | 35.75% | 35.75% | 35.75% | 35.75% | 35.75% | 35.75% | 35.75%
| SPS1 | CH | Efficiency of power plants (electric)¦Wastes¦Wastes Incineration (electric only) CCS | % | bar: 2020 to 2070
| SPS1 | CH | Efficiency of power plants (electric)¦Wastes¦CHP Wastes (for District Heating) | % | 3.834% | 3.757% | 3.738% | 3.754% | 3.75% | 3.771% | 3.792% | 3.812% | 3.812% | 3.812% | 3.812% | 3.813%
| SPS1 | CH | Efficiency of power plants (electric)¦Wastes¦CHP Wastes (for District Heating) CCS | % | bar: 2020 to 2070
| SPS1 | CH | Efficiency of power plants (electric)¦Wastes¦Industrial CHPs wastes | % | 6.197% | 6.197% | 6.197% | 6.197% | 6.197% | 6.197% | 6.197% | 6.197% | 6.197% | 6.197% | 6.197% | 6.197%
| SPS1 | CH | Efficiency of power plants (electric)¦Wastes¦Industrial CHPs wastes CCS | % | bar: 2020 to 2070
| SPS1 | CH | Efficiency of power plants (electric)¦Wood¦CHP Wood (for District Heating) | % | 24.37% | 25.01% | 25.93% | 27.5% | 29.06% | 30.62% | 30.61% | 30.61% | 30.55% | 30.51% | 30.56% | 30.39%
| SPS1 | CH | Efficiency of power plants (electric)¦Wood¦Biomass with CCS (BECCS) | % | bar: 2020 to 2070
| SPS1 | CH | Efficiency of power plants (electric)¦Wood¦Industrial CHPs wood | % | 19.73% | 22.58% | 25.48% | 33.84% | 34.57% | 35.3% | 36.03% | 36.76% | 36.76% | 36.76% | 36.76% | 36.75%
| SPS1 | CH | Efficiency of power plants (electric)¦Wood¦Industrial CHPs wood (CCS) | % | bar: 2020 to 2070
| SPS1 | CH | Efficiency of power plants (electric)¦Wood¦Residential single family CHPs wood | % | - | - | - | 19.19% | 21.28% | 22.1% | 21.72% | 22.38% | 23.58% | 22.62% | 21.74% | 20.88%
| SPS1 | CH | Efficiency of power plants (electric)¦Wood¦Residential multi family CHPs wood | % | - | - | - | 23.8% | 24.41% | 24.79% | 24.83% | 25.78% | 26.67% | 25.31% | 25.83% | 25.17%
| SPS1 | CH | Efficiency of power plants (electric)¦Wood¦Services sectors CHPs wood | % | - | - | - | 31.8% | 30.96% | 31.16% | 32.35% | 32.01% | 33.38% | 32.94% | 33.32% | 33.1%
| SPS1 | CH | Efficiency of power plants (electric)¦Wind¦Wind turbines | % | 100% | 100% | 100% | 100% | 100% | 100% | 100% | 100% | 100% | 100% | 100% | 100%
| SPS1 | CH | Efficiency of power plants (electric)¦Solar¦Solar PV (large scale) | % | 100% | 100% | 100% | 100% | 100% | 100% | 100% | 100% | 100% | 100% | 100% | 100%
| SPS1 | CH | Efficiency of power plants (electric)¦Solar¦Solar PV (Industry) | % | 100% | 100% | 100% | 100% | 100% | 100% | 100% | 100% | 100% | 100% | 100% | 100%
| SPS1 | CH | Efficiency of power plants (electric)¦Solar¦Solar PV (Residential single family) | % | 100% | 100% | 100% | 100% | 100% | 100% | 100% | 100% | 100% | 100% | 100% | 100%
| SPS1 | CH | Efficiency of power plants (electric)¦Solar¦Solar PV (Residential multi family) | % | 100% | 100% | 100% | 100% | 100% | 100% | 100% | 100% | 100% | 100% | 100% | 100%
| SPS1 | CH | Efficiency of power plants (electric)¦Solar¦Solar PV (Services) | % | 100% | 100% | 100% | 100% | 100% | 100% | 100% | 100% | 100% | 100% | 100% | 100%
| SPS1 | CH | Efficiency of power plants (electric)¦Geothermal¦Deep geothermal | % | - | - | - | - | - | - | 15% | 15% | 15% | 15% | 15% | 15%
| SPS1 | CH | Efficiency of power plants (electric)¦Hydrogen¦CHP Fuel Cell Hydrogen (for District Heating) | % | - | - | - | - | - | 42% | 42% | 42% | 42% | 42% | 42% | 42%
| SPS1 | CH | Efficiency of power plants (electric)¦Hydrogen¦Industrial CHPs fuel cells (hydrogen) | % | - | - | - | 49.5% | 52.25% | 55% | 57.5% | 60% | 60% | 60% | 60% | 60%
| SPS1 | CH | Efficiency of power plants (electric)¦Hydrogen¦Services sectors CHPs fuel cells (hydrogen) | % | - | - | - | 47.5% | 50.75% | 54% | 55.75% | 57.5% | 57.5% | 57.5% | 57.5% | 57.5%
| SPS1 | CH | Efficiency of power plants (electric)¦Electricity storage (non hydro)¦CAES | % | 70% | 70% | 70% | 70% | 70% | 70% | 70% | 70% | 70% | 70% | 70% | 70%
| SPS1 | CH | Efficiency of power plants (electric)¦Electricity storage (non hydro)¦Battery storage large size centralised | % | 86.7% | 86.7% | 86.7% | 86.7% | 86.7% | 86.7% | 86.7% | 86.7% | 86.7% | 86.7% | 86.7% | 86.7%
| SPS1 | CH | Efficiency of power plants (electric)¦Electricity storage (non hydro)¦Battery storage medium size centralised | % | 89.42% | 89.42% | 89.42% | 89.42% | 89.42% | 89.43% | 89.43% | 89.43% | 89.43% | 89.43% | 89.43% | 89.43%
| SPS1 | CH | Efficiency of power plants (electric)¦Electricity storage (non hydro)¦Batteries in industry | % | 90.4% | 90.4% | 90.41% | 90.43% | 90.43% | 90.43% | 90.43% | 90.43% | 90.43% | 90.43% | 90.43% | 90.43%
| SPS1 | CH | Efficiency of power plants (electric)¦Electricity storage (non hydro)¦Batteries in residential single family houses | % | 90.4% | 90.4% | 90.41% | 90.43% | 90.43% | 90.43% | 90.43% | 90.43% | 90.43% | 90.43% | 90.43% | 90.43%
| SPS1 | CH | Efficiency of power plants (electric)¦Electricity storage (non hydro)¦Batteries in residential multi-family houses | % | 90.4% | 90.4% | 90.41% | 90.43% | 90.43% | 90.43% | 90.43% | 90.43% | 90.43% | 90.43% | 90.43% | 90.43%
| SPS1 | CH | Efficiency of power plants (electric)¦Electricity storage (non hydro)¦Batteries in Services sector | % | 90.4% | 90.4% | 90.41% | 90.43% | 90.43% | 90.43% | 90.43% | 90.43% | 90.43% | 90.43% | 90.43% | 90.43%
| SPS1 | CH | Efficiency of heat plants (thermal) | % | bar: 2020 to 2070
| SPS1 | CH | Efficiency of heat plants (thermal)¦District heating¦Heat plants¦Gas¦Heat plant gas | % | 59.93% | 55.31% | 55.3% | 47.62% | 49.68% | 49.68% | 39.04% | 49.68% | 38.11% | 38.14% | 38.11% | 38.12%
| SPS1 | CH | Efficiency of heat plants (thermal)¦District heating¦Heat plants¦Nuclear fuel¦Heat plant nuclear | % | 200% | 200% | 200% | 200% | 200% | - | - | - | - | - | - | -
| SPS1 | CH | Efficiency of heat plants (thermal)¦District heating¦Heat plants¦Oil¦Heat plant oil | % | 85.45% | 85.45% | 85.45% | 85.45% | 85.45% | 85.45% | 85.45% | 85.45% | 85.45% | 85.45% | 85.45% | 85.45%
| SPS1 | CH | Efficiency of heat plants (thermal)¦District heating¦Heat plants¦Wood¦Heat plant wood | % | 70% | 70% | 70% | 70% | 70% | 70% | 70% | 70% | 70% | 70% | 70% | 70%
| SPS1 | CH | Efficiency of heat plants (thermal)¦District heating¦Heat plants¦Solar¦Heat plant solar | % | - | - | - | 0.5 | 0.5 | 0.5 | 0.5 | 0.5 | 0.5 | 0.5 | 0.5 | 0.5
| SPS1 | CH | Efficiency of heat plants (thermal)¦District heating¦Heat plants¦Geothermal¦Heat plant deep geothermal | % | - | - | - | - | - | 0.85 | 0.85 | 0.85 | 0.85 | 0.85 | 0.85 | 0.85
| SPS1 | CH | Efficiency of heat plants (thermal)¦District heating¦Heat plants¦Electricity¦Centralised Heat pump | % | - | 300% | 300% | 300% | 300% | 300% | 300% | 300% | 300% | 300% | 300% | 300%
| SPS1 | CH | Domestic biodiesel production | PJ/yr. | 0.61645 | 0.63728 | 0.63045 | 0.00059901 | 0.00047339 | 0.0008465 | 0.0012576 | 0.022794 | 0.27798 | 0.45374 | 1.682 | 2.0292
| SPS1 | CH | Domestic biodiesel production¦Wood | PJ/yr. | 0.61645 | 0.63728 | 0.63045 | 0.00059901 | 0.00047339 | 0.0008465 | 0.0012576 | 0.022794 | 0.27798 | 0.45374 | 1.682 | 2.0292
| SPS1 | CH | Domestic biodiesel production¦Wood¦Fischer Tropsch | PJ/yr. | 0.61645 | 0.63728 | 0.63045 | 0.00059901 | 0.00047339 | 0.0008465 | 0.0012576 | 0.022794 | 0.27798 | 0.45374 | 1.682 | 2.0292
| SPS1 | CH | Domestic biodiesel production¦Wood¦Fischer Tropsch CCS | PJ/yr. | 0 | 0 | 0 | 0 | 0 | 0 | 0 | 0 | 0 | 0 | 0 | 0
| SPS1 | CH | Heat from domestic biodiesel production | PJ/yr. | 0.24042 | 0.24854 | 0.24588 | 0.00023361 | 0.00018462 | 0.00033013 | 0.00049045 | 0.0088896 | 0.10841 | 0.17696 | 0.65597 | 0.7914
| SPS1 | CH | Heat from domestic biodiesel production¦Wood | PJ/yr. | 0.24042 | 0.24854 | 0.24588 | 0.00023361 | 0.00018462 | 0.00033013 | 0.00049045 | 0.0088896 | 0.10841 | 0.17696 | 0.65597 | 0.7914
| SPS1 | CH | Heat from domestic biodiesel production¦Wood¦Fischer Tropsch | PJ/yr. | 0.24042 | 0.24854 | 0.24588 | 0.00023361 | 0.00018462 | 0.00033013 | 0.00049045 | 0.0088896 | 0.10841 | 0.17696 | 0.65597 | 0.7914
| SPS1 | CH | Heat from domestic biodiesel production¦Wood¦Fischer Tropsch CCS | PJ/yr. | 0 | 0 | 0 | 0 | 0 | 0 | 0 | 0 | 0 | 0 | 0 | 0
| SPS1 | CH | Fuel input for domestic biodiesel production | PJ/yr. | 1.7994 | 1.8602 | 1.8403 | 0.0017485 | 0.0013818 | 0.0024709 | 0.0036708 | 0.066535 | 0.81143 | 1.3245 | 4.9097 | 5.9233
| SPS1 | CH | Fuel input for domestic biodiesel production¦Wood | PJ/yr. | 1.7566 | 1.8159 | 1.7965 | 0.0017069 | 0.0013489 | 0.0024121 | 0.0035834 | 0.064951 | 0.79211 | 1.2929 | 4.7928 | 5.7823
| SPS1 | CH | Fuel input for domestic biodiesel production¦Wood¦Fischer Tropsch | PJ/yr. | 1.7566 | 1.8159 | 1.7965 | 0.0017069 | 0.0013489 | 0.0024121 | 0.0035834 | 0.064951 | 0.79211 | 1.2929 | 4.7928 | 5.7823
| SPS1 | CH | Fuel input for domestic biodiesel production¦Wood¦Fischer Tropsch CCS | PJ/yr. | 0 | 0 | 0 | 0 | 0 | 0 | 0 | 0 | 0 | 0 | 0 | 0
| SPS1 | CH | Fuel input for domestic biodiesel production¦Electricity | PJ/yr. | 0.042844 | 0.044291 | 0.043816 | 4.1631e-05 | 3.2901e-05 | 5.8831e-05 | 8.74e-05 | 0.0015842 | 0.01932 | 0.031535 | 0.1169 | 0.14103
| SPS1 | CH | Fuel input for domestic biodiesel production¦Electricity¦Fischer Tropsch | PJ/yr. | 0.042844 | 0.044291 | 0.043816 | 4.1631e-05 | 3.2901e-05 | 5.8831e-05 | 8.74e-05 | 0.0015842 | 0.01932 | 0.031535 | 0.1169 | 0.14103
| SPS1 | CH | Fuel input for domestic biodiesel production¦Electricity¦Fischer Tropsch CCS | PJ/yr. | 0 | 0 | 0 | 0 | 0 | 0 | 0 | 0 | 0 | 0 | 0 | 0
| SPS1 | CH | Efficiency for domestic biodiesel production | % | bar: 2020 to 2070
| SPS1 | CH | Efficiency for domestic biodiesel production¦Wood¦Fischer Tropsch | % | 47.62% | 47.62% | 47.62% | 47.62% | 47.62% | 47.62% | 47.62% | 47.62% | 47.62% | 47.62% | 47.62% | 47.62%
| SPS1 | CH | Efficiency for domestic biodiesel production¦Wood¦Fischer Tropsch CCS | % | bar: 2020 to 2070
| SPS1 | CH | Domestic ethanol production | PJ/yr. | 0.18854 | 8.1331e-05 | 0.001049 | 0.00012028 | 0.00016861 | 0.00019093 | 0.00019947 | 0.00048865 | 0.0004542 | 0.0008836 | 0.00091931 | 0.0018418
| SPS1 | CH | Domestic ethanol production¦Wood | PJ/yr. | 0.18854 | 8.1331e-05 | 0.001049 | 0.00012028 | 0.00016861 | 0.00019093 | 0.00019947 | 0.00048865 | 0.0004542 | 0.0008836 | 0.00091931 | 0.0018418
| SPS1 | CH | Domestic ethanol production¦Wood¦Ethanol reactor | PJ/yr. | 0.18854 | 8.1331e-05 | 0.001049 | 0.00012028 | 0.00016861 | 0.00019093 | 0.00019947 | 0.00048865 | 0.0004542 | 0.0008836 | 0.00091931 | 0.0018418
| SPS1 | CH | Domestic ethanol production¦Wood¦Ethanol reactor with CCS | PJ/yr. | 0 | 0 | 0 | 0 | 0 | 0 | 0 | 0 | 0 | 0 | 0 | 0
| SPS1 | CH | Fuel input for domestic ethanol production | PJ/yr. | 0.70324 | 0.00030337 | 0.0039126 | 0.00044866 | 0.00062891 | 0.00071215 | 0.00074403 | 0.0018227 | 0.0016942 | 0.0032958 | 0.003429 | 0.0068699
| SPS1 | CH | Fuel input for domestic ethanol production¦Wood | PJ/yr. | 0.39404 | 0.00016998 | 0.0021923 | 0.00025139 | 0.00035239 | 0.00039903 | 0.0004169 | 0.0010213 | 0.00094927 | 0.0018467 | 0.0019214 | 0.0038493
| SPS1 | CH | Fuel input for domestic ethanol production¦Wood¦Ethanol reactor | PJ/yr. | 0.39404 | 0.00016998 | 0.0021923 | 0.00025139 | 0.00035239 | 0.00039903 | 0.0004169 | 0.0010213 | 0.00094927 | 0.0018467 | 0.0019214 | 0.0038493
| SPS1 | CH | Fuel input for domestic ethanol production¦Wood¦Ethanol reactor CCS | PJ/yr. | 0 | 0 | 0 | 0 | 0 | 0 | 0 | 0 | 0 | 0 | 0 | 0
| SPS1 | CH | Fuel input for domestic ethanol production¦Electricity | PJ/yr. | 0.3092 | 0.00013338 | 0.0017203 | 0.00019726 | 0.00027652 | 0.00031312 | 0.00032714 | 0.00080138 | 0.00074488 | 0.0014491 | 0.0015077 | 0.0030205
| SPS1 | CH | Fuel input for domestic ethanol production¦Electricity¦Ethanol reactor | PJ/yr. | 0.3092 | 0.00013338 | 0.0017203 | 0.00019726 | 0.00027652 | 0.00031312 | 0.00032714 | 0.00080138 | 0.00074488 | 0.0014491 | 0.0015077 | 0.0030205
| SPS1 | CH | Fuel input for domestic ethanol production¦Electricity¦Ethanol reactor CCS | PJ/yr. | 0 | 0 | 0 | 0 | 0 | 0 | 0 | 0 | 0 | 0 | 0 | 0
| SPS1 | CH | Efficiency for domestic ethanol production | % | bar: 2020 to 2070
| SPS1 | CH | Efficiency for domestic ethanol production¦Wood¦Ethanol reactor | % | 26.81% | 0.2681 | 0.2681 | 0.2681 | 0.2681 | 0.2681 | 0.2681 | 0.2681 | 0.2681 | 0.2681 | 0.2681 | 0.2681
| SPS1 | CH | Efficiency for domestic ethanol production¦Wood¦Ethanol reactor CCS | % | bar: 2020 to 2070
| SPS1 | CH | Domestic biogas production | PJ/yr. | 6.9574 | 10.1453 | 9.9438 | 10.1338 | 10.1218 | 9.9619 | 9.8013 | 9.6407 | 9.6408 | 9.6411 | 9.6412 | 9.6425
| SPS1 | CH | Domestic biogas production¦Manure¦Fermentation | PJ/yr. | 1.328 | 4.3772 | 4.3847 | 4.3848 | 4.3848 | 4.3854 | 4.3854 | 4.3854 | 4.3854 | 4.3855 | 4.3855 | 4.3856
| SPS1 | CH | Domestic biogas production¦Wastes¦Renewable | PJ/yr. | 5.6294 | 5.768 | 5.5589 | 5.7486 | 5.7364 | 5.5758 | 5.4151 | 5.2544 | 5.2544 | 5.2545 | 5.2545 | 5.2547
| SPS1 | CH | Domestic biogas production¦Wastes¦Renewable¦Gasification | PJ/yr. | 5.6294 | 5.768 | 5.5589 | 5.7486 | 5.7364 | 5.5748 | 5.4141 | 5.2534 | 5.2532 | 5.2531 | 5.2531 | 5.2522
| SPS1 | CH | Domestic biogas production¦Wastes¦Renewable¦Gasification CCS | PJ/yr. | 0 | 0 | 0 | 0 | 0 | 0 | 0 | 0 | 0 | 0 | 0 | 0
| SPS1 | CH | Domestic biogas production¦Wastes¦Renewable¦Hydrothermal gasification | PJ/yr. | 0 | 0 | 0 | 0 | 0 | 0.0010415 | 0.0010744 | 0.0010209 | 0.0011725 | 0.0013366 | 0.0014006 | 0.0025023
| SPS1 | CH | Domestic biogas production¦Wastes¦Renewable¦Hydrothermal gasification CCS | PJ/yr. | 0 | 0 | 0 | 0 | 0 | 0 | 0 | 0 | 0 | 0 | 0 | 0
| SPS1 | CH | Domestic biogas production¦Wood | PJ/yr. | 0 | 9.27e-05 | 0.00021806 | 0.00045439 | 0.00067059 | 0.00071135 | 0.00074231 | 0.00093996 | 0.00095603 | 0.0011264 | 0.0011839 | 0.0021148
| SPS1 | CH | Domestic biogas production¦Wood¦Gasification | PJ/yr. | 0 | 9.27e-05 | 0.00021806 | 0.00045439 | 0.00067059 | 0.00071135 | 0.00074231 | 0.00093996 | 0.00095603 | 0.0011264 | 0.0011839 | 0.0021148
| SPS1 | CH | Domestic biogas production¦Wood¦Gasification CCS | PJ/yr. | 0 | 0 | 0 | 0 | 0 | 0 | 0 | 0 | 0 | 0 | 0 | 0
| SPS1 | CH | Electricity from domestic biogas production | PJ/yr. | 0.11259 | 0.11536 | 0.11119 | 0.11499 | 0.11475 | 0.11152 | 0.10831 | 0.10511 | 0.1051 | 0.10511 | 0.10511 | 0.10513
| SPS1 | CH | Electricity from domestic biogas production¦Manure¦Fermentation | PJ/yr. | 0 | 0 | 0 | 0 | 0 | 0 | 0 | 0 | 0 | 0 | 0 | 0
| SPS1 | CH | Electricity from domestic biogas production¦Wastes¦Renewable¦Total | PJ/yr. | 0.11259 | 0.11536 | 0.11118 | 0.11497 | 0.11473 | 0.1115 | 0.10828 | 0.10507 | 0.10506 | 0.10506 | 0.10506 | 0.10504
| SPS1 | CH | Electricity from domestic biogas production¦Wastes¦Renewable¦Gasification | PJ/yr. | 0.11259 | 0.11536 | 0.11118 | 0.11497 | 0.11473 | 0.1115 | 0.10828 | 0.10507 | 0.10506 | 0.10506 | 0.10506 | 0.10504
| SPS1 | CH | Electricity from domestic biogas production¦Wastes¦Renewable¦Gasification CCS | PJ/yr. | 0 | 0 | 0 | 0 | 0 | 0 | 0 | 0 | 0 | 0 | 0 | 0
| SPS1 | CH | Electricity from domestic biogas production¦Wastes¦Renewable¦Hydrothermal gasification | PJ/yr. | 0 | 0 | 0 | 0 | 0 | 0 | 0 | 0 | 0 | 0 | 0 | 0
| SPS1 | CH | Electricity from domestic biogas production¦Wastes¦Renewable¦Hydrothermal gasification CCS | PJ/yr. | 0 | 0 | 0 | 0 | 0 | 0 | 0 | 0 | 0 | 0 | 0 | 0
| SPS1 | CH | Electricity from domestic biogas production¦Wood | PJ/yr. | 0 | 3.708e-06 | 8.7223e-06 | 1.8176e-05 | 2.6823e-05 | 2.8454e-05 | 2.9692e-05 | 3.7599e-05 | 3.8241e-05 | 4.5058e-05 | 4.7357e-05 | 8.4593e-05
| SPS1 | CH | Electricity from domestic biogas production¦Wood¦Gasification | PJ/yr. | 0 | 3.708e-06 | 8.7223e-06 | 1.8176e-05 | 2.6823e-05 | 2.8454e-05 | 2.9692e-05 | 3.7599e-05 | 3.8241e-05 | 4.5058e-05 | 4.7357e-05 | 8.4593e-05
| SPS1 | CH | Electricity from domestic biogas production¦Wood¦Gasification CCS | PJ/yr. | 0 | 0 | 0 | 0 | 0 | 0 | 0 | 0 | 0 | 0 | 0 | 0
| SPS1 | CH | Heat from domestic biogas production | PJ/yr. | 0 | 1.1124e-05 | 2.6167e-05 | 5.4527e-05 | 8.047e-05 | 8.5362e-05 | 8.9077e-05 | 0.0001128 | 0.00011472 | 0.00013517 | 0.00014207 | 0.00025378
| SPS1 | CH | Heat from domestic biogas production¦Manure¦Fermentation | PJ/yr. | 0 | 0 | 0 | 0 | 0 | 0 | 0 | 0 | 0 | 0 | 0 | 0
| SPS1 | CH | Heat from domestic biogas production¦Wastes¦Renewable | PJ/yr. | 0 | 0 | 0 | 0 | 0 | 0 | 0 | 0 | 0 | 0 | 0 | 0
| SPS1 | CH | Heat from domestic biogas production¦Wastes¦Renewable¦Gasification | PJ/yr. | 0 | 0 | 0 | 0 | 0 | 0 | 0 | 0 | 0 | 0 | 0 | 0
| SPS1 | CH | Heat from domestic biogas production¦Wastes¦Renewable¦Gasification CCS | PJ/yr. | 0 | 0 | 0 | 0 | 0 | 0 | 0 | 0 | 0 | 0 | 0 | 0
| SPS1 | CH | Heat from domestic biogas production¦Wastes¦Renewable¦Hydrothermal gasification | PJ/yr. | 0 | 0 | 0 | 0 | 0 | 0 | 0 | 0 | 0 | 0 | 0 | 0
| SPS1 | CH | Heat from domestic biogas production¦Wastes¦Renewable¦Hydrothermal gasification CCS | PJ/yr. | 0 | 0 | 0 | 0 | 0 | 0 | 0 | 0 | 0 | 0 | 0 | 0
| SPS1 | CH | Heat from domestic biogas production¦Wood | PJ/yr. | 0 | 1.1124e-05 | 2.6167e-05 | 5.4527e-05 | 8.047e-05 | 8.5362e-05 | 8.9077e-05 | 0.0001128 | 0.00011472 | 0.00013517 | 0.00014207 | 0.00025378
| SPS1 | CH | Heat from domestic biogas production¦Wood¦Gasification | PJ/yr. | 0 | 1.1124e-05 | 2.6167e-05 | 5.4527e-05 | 8.047e-05 | 8.5362e-05 | 8.9077e-05 | 0.0001128 | 0.00011472 | 0.00013517 | 0.00014207 | 0.00025378
| SPS1 | CH | Heat from domestic biogas production¦Wood¦Gasification CCS | PJ/yr. | 0 | 0 | 0 | 0 | 0 | 0 | 0 | 0 | 0 | 0 | 0 | 0
| SPS1 | CH | Fuel input for domestic biogas production | PJ/yr. | 13.4775 | 22.4367 | 22.0986 | 22.4253 | 22.4046 | 22.1301 | 21.8538 | 21.5778 | 21.5779 | 21.5782 | 21.5784 | 21.5802
| SPS1 | CH | Fuel input for domestic biogas production¦Manure¦Fermentation | PJ/yr. | 3.7981 | 12.5189 | 12.5402 | 12.5404 | 12.5404 | 12.5422 | 12.5422 | 12.5423 | 12.5423 | 12.5424 | 12.5425 | 12.543
| SPS1 | CH | Fuel input for domestic biogas production¦Wastes¦Renewable | PJ/yr. | 9.6794 | 9.9176 | 9.5581 | 9.8842 | 9.8633 | 9.587 | 9.3106 | 9.0343 | 9.0343 | 9.0343 | 9.0343 | 9.0344
| SPS1 | CH | Fuel input for domestic biogas production¦Wastes¦Renewable¦Gasification | PJ/yr. | 9.6794 | 9.9176 | 9.5581 | 9.8842 | 9.8633 | 9.5855 | 9.3091 | 9.0328 | 9.0326 | 9.0324 | 9.0323 | 9.0308
| SPS1 | CH | Fuel input for domestic biogas production¦Wastes¦Renewable¦Gasification CCS | PJ/yr. | 0 | 0 | 0 | 0 | 0 | 0 | 0 | 0 | 0 | 0 | 0 | 0
| SPS1 | CH | Fuel input for domestic biogas production¦Wastes¦Renewable¦Hydrothermal gasification | PJ/yr. | 0 | 0 | 0 | 0 | 0 | 0.0014878 | 0.0015348 | 0.0014585 | 0.0016749 | 0.0019094 | 0.0020009 | 0.0035748
| SPS1 | CH | Fuel input for domestic biogas production¦Wastes¦Renewable¦Hydrothermal gasification CCS | PJ/yr. | 0 | 0 | 0 | 0 | 0 | 0 | 0 | 0 | 0 | 0 | 0 | 0
| SPS1 | CH | Fuel input for domestic biogas production¦Wood | PJ/yr. | 0 | 0.00012515 | 0.00029438 | 0.00061342 | 0.00090529 | 0.00096032 | 0.0010021 | 0.001269 | 0.0012906 | 0.0015207 | 0.0015983 | 0.002855
| SPS1 | CH | Fuel input for domestic biogas production¦Wood¦Gasification | PJ/yr. | 0 | 0.00012515 | 0.00029438 | 0.00061342 | 0.00090529 | 0.00096032 | 0.0010021 | 0.001269 | 0.0012906 | 0.0015207 | 0.0015983 | 0.002855
| SPS1 | CH | Fuel input for domestic biogas production¦Wood¦Gasification CCS | PJ/yr. | 0 | 0 | 0 | 0 | 0 | 0 | 0 | 0 | 0 | 0 | 0 | 0
| SPS1 | CH | Efficiency for domestic biogas production | PJ/yr. | bar: 2020 to 2070
| SPS1 | CH | Efficiency for domestic biogas production¦Manure¦Fermentation | PJ/yr. | 34.97% | 34.97% | 34.97% | 34.97% | 34.97% | 34.97% | 34.97% | 34.97% | 34.97% | 34.97% | 34.97% | 34.97%
| SPS1 | CH | Efficiency for domestic biogas production¦Wastes¦Renewable¦Gasification | PJ/yr. | 59.32% | 59.32% | 59.32% | 59.32% | 59.32% | 59.32% | 59.32% | 59.32% | 59.32% | 59.32% | 59.32% | 59.32%
| SPS1 | CH | Efficiency for domestic biogas production¦Wastes¦Renewable¦Gasification CCS | PJ/yr. | bar: 2020 to 2070
| SPS1 | CH | Efficiency for domestic biogas production¦Wastes¦Renewable¦Hydrothermal gasification | PJ/yr. | - | - | - | - | - | 70% | 70% | 70% | 70% | 70% | 70% | 70%
| SPS1 | CH | Efficiency for domestic biogas production¦Wastes¦Renewable¦Hydrothermal gasification CCS | PJ/yr. | bar: 2020 to 2070
| SPS1 | CH | Efficiency for domestic biogas production¦Wood¦Gasification | PJ/yr. | - | 85.93% | 85.93% | 85.93% | 85.93% | 85.93% | 85.93% | 85.93% | 85.93% | 85.93% | 85.93% | 85.93%
| SPS1 | CH | Efficiency for domestic biogas production¦Wood¦Gasification CCS | PJ/yr. | bar: 2020 to 2070
| SPS1 | CH | Domestic hydrogen production | PJ/yr. | 0.0034587 | 0.0049371 | 0.0049814 | 0.010978 | 0.034515 | 0.048912 | 0.049003 | 0.16855 | 0.18316 | 0.6104 | 0.88055 | 0.95154
| SPS1 | CH | Domestic hydrogen production¦Electricity | PJ/yr. | 0.0034587 | 0.0049371 | 0.0049814 | 0.010978 | 0.034515 | 0.048912 | 0.049003 | 0.15754 | 0.17205 | 0.59581 | 0.8657 | 0.90122
| SPS1 | CH | Domestic hydrogen production¦Electricity¦PEM electrolysis small-medium scale | PJ/yr. | 0.0034587 | 0.0049371 | 0.0049814 | 0.010939 | 0.033785 | 0.034604 | 0.030669 | 0.13439 | 0.15123 | 0.57244 | 0.84326 | 0.85777
| SPS1 | CH | Domestic hydrogen production¦Electricity¦PEM electrolysis large scale | PJ/yr. | 0 | 0 | 0 | 3.9222e-05 | 0.00072996 | 0.0017728 | 0.0021646 | 0.0022397 | 0.0022362 | 0.0022233 | 0.0015529 | 0.0028199
| SPS1 | CH | Domestic hydrogen production¦Electricity¦SOEC electrolysis | PJ/yr. | 0 | 0 | 0 | 0 | 0 | 0.012535 | 0.016169 | 0.020916 | 0.018581 | 0.021152 | 0.020888 | 0.040628
| SPS1 | CH | Domestic hydrogen production¦Gas | PJ/yr. | 0 | 0 | 0 | 0 | 0 | 0 | 0 | 0.001794 | 0.0018219 | 0.0025653 | 0.002622 | 0.0060987
| SPS1 | CH | Domestic hydrogen production¦Gas¦SMR-ATR Reforming | PJ/yr. | 0 | 0 | 0 | 0 | 0 | 0 | 0 | 0.001794 | 0.0018219 | 0.0025653 | 0.002622 | 0.0060987
| SPS1 | CH | Domestic hydrogen production¦Gas¦SMR-ATR Reforming CCS | PJ/yr. | 0 | 0 | 0 | 0 | 0 | 0 | 0 | 0 | 0 | 0 | 0 | 0
| SPS1 | CH | Domestic hydrogen production¦Gas¦Fossil gases | PJ/yr. | 0 | 0 | 0 | 0 | 0 | 0 | 0 | 0 | 0 | 0 | 0 | 0
| SPS1 | CH | Domestic hydrogen production¦Gas¦Fossil gases¦SMR-ATR Reforming | PJ/yr. | 0 | 0 | 0 | 0 | 0 | 0 | 0 | 0 | 0 | 0 | 0 | 0
| SPS1 | CH | Domestic hydrogen production¦Gas¦Fossil gases¦SMR-ATR Reforming CCS | PJ/yr. | 0 | 0 | 0 | 0 | 0 | 0 | 0 | 0 | 0 | 0 | 0 | 0
| SPS1 | CH | Domestic hydrogen production¦Gas¦Synthetic gases | PJ/yr. | 0 | 0 | 0 | 0 | 0 | 0 | 0 | 0.001794 | 0.0018219 | 0.0025653 | 0.002622 | 0.0060987
| SPS1 | CH | Domestic hydrogen production¦Gas¦Synthetic gases¦SMR-ATR Reforming | PJ/yr. | 0 | 0 | 0 | 0 | 0 | 0 | 0 | 0.001794 | 0.0018219 | 0.0025653 | 0.002622 | 0.0060987
| SPS1 | CH | Domestic hydrogen production¦Gas¦Synthetic gases¦SMR-ATR Reforming CCS | PJ/yr. | 0 | 0 | 0 | 0 | 0 | 0 | 0 | 0 | 0 | 0 | 0 | 0
| SPS1 | CH | Domestic hydrogen production¦Wood | PJ/yr. | 0 | 0 | 0 | 0 | 0 | 0 | 0 | 0.009214 | 0.0092919 | 0.012021 | 0.012229 | 0.044223
| SPS1 | CH | Domestic hydrogen production¦Wood¦Gasification | PJ/yr. | 0 | 0 | 0 | 0 | 0 | 0 | 0 | 0.009214 | 0.0092919 | 0.012021 | 0.012229 | 0.044223
| SPS1 | CH | Domestic hydrogen production¦Wood¦Gasification CCS | PJ/yr. | 0 | 0 | 0 | 0 | 0 | 0 | 0 | 0 | 0 | 0 | 0 | 0
| SPS1 | CH | Fuel input for hydrogen production | PJ/yr. | 0.0050492 | 0.007114 | 0.0070408 | 0.015038 | 0.045867 | 0.061347 | 0.059446 | 0.20758 | 0.22568 | 0.74772 | 1.0773 | 1.1764
| SPS1 | CH | Fuel input for hydrogen production¦Electricity | PJ/yr. | 0.0050492 | 0.007114 | 0.0070408 | 0.015038 | 0.045867 | 0.059473 | 0.05734 | 0.18754 | 0.20573 | 0.72196 | 1.0511 | 1.0901
| SPS1 | CH | Fuel input for hydrogen production¦Electricity¦PEM electrolysis small-medium scale | PJ/yr. | 0.0050492 | 0.007114 | 0.0070408 | 0.014985 | 0.044897 | 0.044651 | 0.038457 | 0.16389 | 0.18442 | 0.6981 | 1.0284 | 1.0461
| SPS1 | CH | Fuel input for hydrogen production¦Electricity¦PEM electrolysis large scale | PJ/yr. | 0 | 0 | 0 | 5.3729e-05 | 0.00097005 | 0.0022875 | 0.0027142 | 0.0027313 | 0.0027271 | 0.0027113 | 0.0018938 | 0.003439
| SPS1 | CH | Fuel input for hydrogen production¦Electricity¦SOEC electrolysis | PJ/yr. | 0 | 0 | 0 | 0 | 0 | 0.012535 | 0.016169 | 0.020916 | 0.018581 | 0.021152 | 0.020888 | 0.040628
| SPS1 | CH | Fuel input for hydrogen production¦Heat | PJ/yr. | 0 | 0 | 0 | 0 | 0 | 0.0018731 | 0.0021063 | 0.0023241 | 0.0020646 | 0.0023502 | 0.0023209 | 0.0045142
| SPS1 | CH | Fuel input for hydrogen production¦Heat¦SOEC electrolysis | PJ/yr. | 0 | 0 | 0 | 0 | 0 | 0.0018731 | 0.0021063 | 0.0023241 | 0.0020646 | 0.0023502 | 0.0023209 | 0.0045142
| SPS1 | CH | Fuel input for hydrogen production¦Gas | PJ/yr. | 0 | 0 | 0 | 0 | 0 | 0 | 0 | 0.0023605 | 0.0023973 | 0.0033754 | 0.00345 | 0.0080246
| SPS1 | CH | Fuel input for hydrogen production¦Gas¦SMR-ATR Reforming | PJ/yr. | 0 | 0 | 0 | 0 | 0 | 0 | 0 | 0.0023605 | 0.0023973 | 0.0033754 | 0.00345 | 0.0080246
| SPS1 | CH | Fuel input for hydrogen production¦Gas¦SMR-ATR Reforming CCS | PJ/yr. | 0 | 0 | 0 | 0 | 0 | 0 | 0 | 0 | 0 | 0 | 0 | 0
| SPS1 | CH | Fuel input for hydrogen production¦Gas¦Fossil gases | PJ/yr. | 0 | 0 | 0 | 0 | 0 | 0 | 0 | 0 | 0 | 0 | 0 | 0
| SPS1 | CH | Fuel input for hydrogen production¦Gas¦Fossil gases¦SMR-ATR Reforming | PJ/yr. | 0 | 0 | 0 | 0 | 0 | 0 | 0 | 0 | 0 | 0 | 0 | 0
| SPS1 | CH | Fuel input for hydrogen production¦Gas¦Fossil gases¦SMR-ATR Reforming CCS | PJ/yr. | 0 | 0 | 0 | 0 | 0 | 0 | 0 | 0 | 0 | 0 | 0 | 0
| SPS1 | CH | Fuel input for hydrogen production¦Gas¦Synthetic gases | PJ/yr. | 0 | 0 | 0 | 0 | 0 | 0 | 0 | 0.0023605 | 0.0023973 | 0.0033754 | 0.00345 | 0.0080246
| SPS1 | CH | Fuel input for hydrogen production¦Gas¦Synthetic gases¦SMR-ATR Reforming | PJ/yr. | 0 | 0 | 0 | 0 | 0 | 0 | 0 | 0.0023605 | 0.0023973 | 0.0033754 | 0.00345 | 0.0080246
| SPS1 | CH | Fuel input for hydrogen production¦Gas¦Synthetic gases¦SMR-ATR Reforming CCS | PJ/yr. | 0 | 0 | 0 | 0 | 0 | 0 | 0 | 0 | 0 | 0 | 0 | 0
| SPS1 | CH | Fuel input for hydrogen production¦Wood | PJ/yr. | 0 | 0 | 0 | 0 | 0 | 0 | 0 | 0.015357 | 0.015486 | 0.020035 | 0.020382 | 0.073705
| SPS1 | CH | Fuel input for hydrogen production¦Wood¦Gasification | PJ/yr. | 0 | 0 | 0 | 0 | 0 | 0 | 0 | 0.015357 | 0.015486 | 0.020035 | 0.020382 | 0.073705
| SPS1 | CH | Fuel input for hydrogen production¦Wood¦Gasification CCS | PJ/yr. | 0 | 0 | 0 | 0 | 0 | 0 | 0 | 0 | 0 | 0 | 0 | 0
| SPS1 | CH | Efficiency for hydrogen production | % | bar: 2020 to 2070
| SPS1 | CH | Efficiency for hydrogen production¦Electricity¦PEM electrolysis small-medium scale | % | 68.5% | 69.4% | 70.75% | 73% | 75.25% | 77.5% | 79.75% | 82% | 82% | 82% | 82% | 82%
| SPS1 | CH | Efficiency for hydrogen production¦Electricity¦PEM electrolysis large scale | % | - | - | - | 73% | 75.25% | 77.5% | 79.75% | 82% | 82% | 82% | 82% | 82%
| SPS1 | CH | Efficiency for hydrogen production¦Electricity¦SOEC electrolysis | % | - | - | - | - | - | 87% | 88.47% | 90% | 90% | 90% | 90% | 90%
| SPS1 | CH | Efficiency for hydrogen production¦Gas¦SMR-ATR Reforming | % | - | - | - | - | - | - | - | 76% | 76% | 76% | 76% | 76%
| SPS1 | CH | Efficiency for hydrogen production¦Gas¦SMR-ATR Reforming CCS | % | bar: 2020 to 2070
| SPS1 | CH | Efficiency for hydrogen production¦Wood¦Gasification | % | - | - | - | - | - | - | - | 60% | 60% | 60% | 60% | 60%
| SPS1 | CH | Efficiency for hydrogen production¦Wood¦Gasification CCS | % | bar: 2020 to 2070
| SPS1 | CH | Biomethane production from biogas upgrade | PJ/yr. | 1.1765 | 3.194 | 3.1866 | 3.1865 | 3.1865 | 3.1849 | 3.1849 | 3.1875 | 3.1874 | 3.1887 | 3.1887 | 3.1949
| SPS1 | CH | Fuel input for biogas upgrade to biomethane | PJ/yr. | 1.2891 | 3.4997 | 3.4915 | 3.4915 | 3.4915 | 3.4897 | 3.4897 | 3.4926 | 3.4925 | 3.4939 | 3.4939 | 3.5007
| SPS1 | CH | Efficiency for biomethane production from biogas upgrade | PJ/yr. | 91.27% | 91.27% | 91.27% | 91.27% | 91.27% | 91.27% | 91.27% | 91.27% | 91.27% | 91.27% | 91.27% | 91.27%
| SPS1 | SPS1 | Domestic wood to pellet production | PJ/yr. | 5.9796 | 6.9697 | 6.7844 | 7.1491 | 7.432 | 7.8686 | 7.8188 | 7.9443 | 7.9235 | 7.9004 | 7.8394 | 7.7185
| SPS1 | SPS1 | Domestic wood to pellet production¦Pellets | PJ/yr. | 5.9796 | 6.9697 | 6.7844 | 7.1491 | 7.432 | 7.8686 | 7.8188 | 7.9443 | 7.9235 | 7.9004 | 7.8394 | 7.7185
| SPS1 | SPS1 | Fuel input for wood to pellet production | PJ/yr. | 7.1186 | 8.2972 | 8.0766 | 8.5108 | 8.8476 | 9.3674 | 9.308 | 9.4575 | 9.4327 | 9.4052 | 9.3326 | 9.1887
| SPS1 | SPS1 | Fuel input for wood to pellet production¦Wood | PJ/yr. | 7.1186 | 8.2972 | 8.0766 | 8.5108 | 8.8476 | 9.3674 | 9.308 | 9.4575 | 9.4327 | 9.4052 | 9.3326 | 9.1887
| SPS1 | SPS1 | Efficiency for wood to pellet production | % | 84% | 84% | 84% | 84% | 84% | 84% | 84% | 84% | 84% | 84% | 84% | 84%
| SPS1 | CH | Domestic PtG and PtL production | PJ/yr. | 0 | 0 | 0 | 0 | 0 | 0 | 0 | 0 | 0 | 0 | 0 | 0
| SPS1 | CH | Domestic PtG and PtL production¦PtG | PJ/yr. | 0 | 0 | 0 | 0 | 0 | 0 | 0 | 0 | 0 | 0 | 0 | 0
| SPS1 | CH | Domestic PtG and PtL production¦PtG¦PtG gas | PJ/yr. | 0 | 0 | 0 | 0 | 0 | 0 | 0 | 0 | 0 | 0 | 0 | 0
| SPS1 | CH | Domestic PtG and PtL production¦PtL | PJ/yr. | 0 | 0 | 0 | 0 | 0 | 0 | 0 | 0 | 0 | 0 | 0 | 0
| SPS1 | CH | Domestic PtG and PtL production¦PtL¦PtL Diesel | PJ/yr. | 0 | 0 | 0 | 0 | 0 | 0 | 0 | 0 | 0 | 0 | 0 | 0
| SPS1 | CH | Domestic PtG and PtL production¦PtL¦PtL Gasoline | PJ/yr. | 0 | 0 | 0 | 0 | 0 | 0 | 0 | 0 | 0 | 0 | 0 | 0
| SPS1 | CH | Domestic PtG and PtL production¦PtL¦PtL Kerosene | PJ/yr. | 0 | 0 | 0 | 0 | 0 | 0 | 0 | 0 | 0 | 0 | 0 | 0
| SPS1 | CH | Fuel input for domestic PtG and PtL production | PJ/yr. | 0 | 0 | 0 | 0 | 0 | 0 | 0 | 0 | 0 | 0 | 0 | 0
| SPS1 | CH | Fuel input for domestic PtG and PtL production¦Hydrogen | PJ/yr. | 0 | 0 | 0 | 0 | 0 | 0 | 0 | 0 | 0 | 0 | 0 | 0
| SPS1 | CH | Fuel input for domestic PtG and PtL production¦Hydrogen¦PtG | PJ/yr. | 0 | 0 | 0 | 0 | 0 | 0 | 0 | 0 | 0 | 0 | 0 | 0
| SPS1 | CH | Fuel input for domestic PtG and PtL production¦Hydrogen¦PtG¦PtG gas | PJ/yr. | 0 | 0 | 0 | 0 | 0 | 0 | 0 | 0 | 0 | 0 | 0 | 0
| SPS1 | CH | Fuel input for domestic PtG and PtL production¦Hydrogen¦PtL | PJ/yr. | 0 | 0 | 0 | 0 | 0 | 0 | 0 | 0 | 0 | 0 | 0 | 0
| SPS1 | CH | Fuel input for domestic PtG and PtL production¦Hydrogen¦PtL¦PtL Diesel | PJ/yr. | 0 | 0 | 0 | 0 | 0 | 0 | 0 | 0 | 0 | 0 | 0 | 0
| SPS1 | CH | Fuel input for domestic PtG and PtL production¦Hydrogen¦PtL¦PtL Gasoline | PJ/yr. | 0 | 0 | 0 | 0 | 0 | 0 | 0 | 0 | 0 | 0 | 0 | 0
| SPS1 | CH | Fuel input for domestic PtG and PtL production¦Hydrogen¦PtL¦PtL Kerosene | PJ/yr. | 0 | 0 | 0 | 0 | 0 | 0 | 0 | 0 | 0 | 0 | 0 | 0
| SPS1 | CH | Efficiency for domestic PtG and PtL production | % | bar: 2020 to 2070
| SPS1 | CH | Efficiency for domestic PtG and PtL production¦Hydrogen¦PtG¦PtG gas | % | bar: 2020 to 2070
| SPS1 | CH | Efficiency for domestic PtG and PtL production¦Hydrogen¦PtL Diesel | % | bar: 2020 to 2070
| SPS1 | CH | Efficiency for domestic PtG and PtL production¦Hydrogen¦PtL Gasoline | % | bar: 2020 to 2070
| SPS1 | CH | Efficiency for domestic PtG and PtL production¦Hydrogen¦PtL Kerosene | % | bar: 2020 to 2070
| SPS1 | CH | CO2 input for domestic PtG and PtL production | Mt/yr. | 0 | 0 | 0 | 0 | 0 | 0 | 0 | 0 | 0 | 0 | 0 | 0
| SPS1 | CH | CO2 input for domestic PtG and PtL production¦CO2¦Total | Mt/yr. | 0 | 0 | 0 | 0 | 0 | 0 | 0 | 0 | 0 | 0 | 0 | 0
| SPS1 | CH | CO2 input for domestic PtG and PtL production¦CO2¦Biogenic source | Mt/yr. | 0 | 0 | 0 | 0 | 0 | 0 | 0 | 0 | 0 | 0 | 0 | 0
| SPS1 | CH | CO2 input for domestic PtG and PtL production¦CO2¦Fossil source | Mt/yr. | 0 | 0 | 0 | 0 | 0 | 0 | 0 | 0 | 0 | 0 | 0 | 0
| SPS1 | CH | CO2 input for domestic PtG and PtL production¦CO2¦Direct air capture source | Mt/yr. | 0 | 0 | 0 | 0 | 0 | 0 | 0 | 0 | 0 | 0 | 0 | 0
| SPS1 | CH | CO2 input for domestic PtG and PtL production¦CO2¦Total¦PtG | Mt/yr. | 0 | 0 | 0 | 0 | 0 | 0 | 0 | 0 | 0 | 0 | 0 | 0
| SPS1 | CH | CO2 input for domestic PtG and PtL production¦CO2¦Total¦PtG¦PtG gas | Mt/yr. | 0 | 0 | 0 | 0 | 0 | 0 | 0 | 0 | 0 | 0 | 0 | 0
| SPS1 | CH | CO2 input for domestic PtG and PtL production¦CO2¦Total¦PtL | Mt/yr. | 0 | 0 | 0 | 0 | 0 | 0 | 0 | 0 | 0 | 0 | 0 | 0
| SPS1 | CH | CO2 input for domestic PtG and PtL production¦CO2¦Total¦PtL¦PtL Diesel | Mt/yr. | 0 | 0 | 0 | 0 | 0 | 0 | 0 | 0 | 0 | 0 | 0 | 0
| SPS1 | CH | CO2 input for domestic PtG and PtL production¦CO2¦Total¦PtL¦PtL Gasoline | Mt/yr. | 0 | 0 | 0 | 0 | 0 | 0 | 0 | 0 | 0 | 0 | 0 | 0
| SPS1 | CH | CO2 input for domestic PtG and PtL production¦CO2¦Total¦PtL¦PtL Kerosene | Mt/yr. | 0 | 0 | 0 | 0 | 0 | 0 | 0 | 0 | 0 | 0 | 0 | 0
| SPS1 | CH | CO2 input for domestic PtG and PtL production¦CO2¦Biogenic source¦PtG | Mt/yr. | 0 | 0 | 0 | 0 | 0 | 0 | 0 | 0 | 0 | 0 | 0 | 0
| SPS1 | CH | CO2 input for domestic PtG and PtL production¦CO2¦Biogenic source¦PtG¦PtG gas | Mt/yr. | 0 | 0 | 0 | 0 | 0 | 0 | 0 | 0 | 0 | 0 | 0 | 0
| SPS1 | CH | CO2 input for domestic PtG and PtL production¦CO2¦Biogenic source¦PtL | Mt/yr. | 0 | 0 | 0 | 0 | 0 | 0 | 0 | 0 | 0 | 0 | 0 | 0
| SPS1 | CH | CO2 input for domestic PtG and PtL production¦CO2¦Biogenic source¦PtL¦PtL Diesel | Mt/yr. | 0 | 0 | 0 | 0 | 0 | 0 | 0 | 0 | 0 | 0 | 0 | 0
| SPS1 | CH | CO2 input for domestic PtG and PtL production¦CO2¦Biogenic source¦PtL¦PtL Gasoline | Mt/yr. | 0 | 0 | 0 | 0 | 0 | 0 | 0 | 0 | 0 | 0 | 0 | 0
| SPS1 | CH | CO2 input for domestic PtG and PtL production¦CO2¦Biogenic source¦PtL¦PtL Kerosene | Mt/yr. | 0 | 0 | 0 | 0 | 0 | 0 | 0 | 0 | 0 | 0 | 0 | 0
| SPS1 | CH | CO2 input for domestic PtG and PtL production¦CO2¦Fossil source¦PtG | Mt/yr. | 0 | 0 | 0 | 0 | 0 | 0 | 0 | 0 | 0 | 0 | 0 | 0
| SPS1 | CH | CO2 input for domestic PtG and PtL production¦CO2¦Fossil source¦PtG¦PtG gas | Mt/yr. | 0 | 0 | 0 | 0 | 0 | 0 | 0 | 0 | 0 | 0 | 0 | 0
| SPS1 | CH | CO2 input for domestic PtG and PtL production¦CO2¦Fossil source¦PtL | Mt/yr. | 0 | 0 | 0 | 0 | 0 | 0 | 0 | 0 | 0 | 0 | 0 | 0
| SPS1 | CH | CO2 input for domestic PtG and PtL production¦CO2¦Fossil source¦PtL¦PtL Diesel | Mt/yr. | 0 | 0 | 0 | 0 | 0 | 0 | 0 | 0 | 0 | 0 | 0 | 0
| SPS1 | CH | CO2 input for domestic PtG and PtL production¦CO2¦Fossil source¦PtL¦PtL Gasoline | Mt/yr. | 0 | 0 | 0 | 0 | 0 | 0 | 0 | 0 | 0 | 0 | 0 | 0
| SPS1 | CH | CO2 input for domestic PtG and PtL production¦CO2¦Fossil source¦PtL¦PtL Kerosene | Mt/yr. | 0 | 0 | 0 | 0 | 0 | 0 | 0 | 0 | 0 | 0 | 0 | 0
| SPS1 | CH | CO2 input for domestic PtG and PtL production¦CO2¦Direct air capture source source¦PtG | Mt/yr. | 0 | 0 | 0 | 0 | 0 | 0 | 0 | 0 | 0 | 0 | 0 | 0
| SPS1 | CH | CO2 input for domestic PtG and PtL production¦CO2¦Direct air capture source source¦PtG¦PtG gas | Mt/yr. | 0 | 0 | 0 | 0 | 0 | 0 | 0 | 0 | 0 | 0 | 0 | 0
| SPS1 | CH | CO2 input for domestic PtG and PtL production¦CO2¦Direct air capture source source¦PtL | Mt/yr. | 0 | 0 | 0 | 0 | 0 | 0 | 0 | 0 | 0 | 0 | 0 | 0
| SPS1 | CH | CO2 input for domestic PtG and PtL production¦CO2¦Direct air capture source source¦PtL¦PtL Diesel | Mt/yr. | 0 | 0 | 0 | 0 | 0 | 0 | 0 | 0 | 0 | 0 | 0 | 0
| SPS1 | CH | CO2 input for domestic PtG and PtL production¦CO2¦Direct air capture source source¦PtL¦PtL Gasoline | Mt/yr. | 0 | 0 | 0 | 0 | 0 | 0 | 0 | 0 | 0 | 0 | 0 | 0
| SPS1 | CH | CO2 input for domestic PtG and PtL production¦CO2¦Direct air capture source source¦PtL¦PtL Kerosene | Mt/yr. | 0 | 0 | 0 | 0 | 0 | 0 | 0 | 0 | 0 | 0 | 0 | 0
| SPS1 | CH | Fuel consumption in industry sectors | PJ/yr. | 142.2174 | 141.1266 | 142.8806 | 144.1503 | 145.389 | 146.2802 | 146.6273 | 147.0491 | 146.7362 | 149.8497 | 144.284 | 143.8794
| SPS1 | CH | Fuel consumption in industry sectors¦Electricity | PJ/yr. | 60.07 | 62.5764 | 64.893 | 67.3225 | 69.2891 | 70.2758 | 71.1594 | 72.0439 | 72.7404 | 75.0615 | 73.589 | 73.7053
| SPS1 | CH | Fuel consumption in industry sectors¦Electricity¦Electric boiler | PJ/yr. | 11.6469 | 12.259 | 12.2494 | 12.5256 | 12.8399 | 13.105 | 13.3451 | 13.585 | 13.585 | 13.8188 | 13.8188 | 13.8189
| SPS1 | CH | Fuel consumption in industry sectors¦Electricity¦Heat pump electric | PJ/yr. | 0.35967 | 0.45106 | 1.1275 | 1.8111 | 2.4977 | 2.676 | 2.6276 | 2.5808 | 2.5823 | 3.1055 | 3.1055 | 3.1058
| SPS1 | CH | Fuel consumption in industry sectors¦Electricity¦Other electric processes | PJ/yr. | 48.0634 | 49.8664 | 51.5161 | 52.9858 | 53.9515 | 54.4949 | 55.1867 | 55.8781 | 56.5731 | 58.1372 | 56.6647 | 56.7806
| SPS1 | CH | Fuel consumption in industry sectors¦Oil¦Total | PJ/yr. | 11.6278 | 10.341 | 8.0067 | 6.5061 | 4.9581 | 3.3874 | 1.8176 | 0.25973 | 0.25965 | 0.25964 | 0.25019 | 0.24802
| SPS1 | CH | Fuel consumption in industry sectors¦Oil¦Total¦Light fuel boiler | PJ/yr. | 8.8978 | 8.105 | 8.0014 | 6.5046 | 4.9558 | 3.3853 | 1.8153 | 0.25973 | 0.25965 | 0.25964 | 0.25019 | 0.24802
| SPS1 | CH | Fuel consumption in industry sectors¦Oil¦Total¦Heavy fuel boiler | PJ/yr. | 2.73 | 2.2361 | 0.0052494 | 0.0015164 | 0.0022445 | 0.0020925 | 0.0023215 | 0 | 0 | 0 | 0 | 0
| SPS1 | CH | Fuel consumption in industry sectors¦Oil¦Fossil liquids | PJ/yr. | 11.6278 | 10.341 | 8.0065 | 6.5053 | 4.9572 | 3.3864 | 1.8167 | 0.25899 | 0.25896 | 0.25888 | 0.24942 | 0.2463
| SPS1 | CH | Fuel consumption in industry sectors¦Oil¦Fossil liquids¦Light fuel oil | PJ/yr. | 8.8978 | 8.105 | 8.0012 | 6.5038 | 4.955 | 3.3843 | 1.8143 | 0.25899 | 0.25896 | 0.25888 | 0.24942 | 0.2463
| SPS1 | CH | Fuel consumption in industry sectors¦Oil¦Fossil liquids¦Light fuel oil¦Light fuel oil boiler | PJ/yr. | 8.8978 | 8.105 | 8.0012 | 6.5038 | 4.955 | 3.3843 | 1.8143 | 0.25899 | 0.25896 | 0.25888 | 0.24942 | 0.2463
| SPS1 | CH | Fuel consumption in industry sectors¦Oil¦Fossil liquids¦Heavy fuel oil | PJ/yr. | 2.73 | 2.2361 | 0.0052494 | 0.0015164 | 0.0022445 | 0.0020925 | 0.0023215 | 0 | 0 | 0 | 0 | 0
| SPS1 | CH | Fuel consumption in industry sectors¦Oil¦Fossil liquids¦Heavy fuel oil¦Heavy fuel oil boiler | PJ/yr. | 2.73 | 2.2361 | 0.0052494 | 0.0015164 | 0.0022445 | 0.0020925 | 0.0023215 | 0 | 0 | 0 | 0 | 0
| SPS1 | CH | Fuel consumption in industry sectors¦Oil¦Synthetic liquids | PJ/yr. | 0 | 0 | 0.00019072 | 0.00078042 | 0.00087088 | 0.00096445 | 0.00095028 | 0.0007349 | 0.00069236 | 0.00076116 | 0.00076897 | 0.001722
| SPS1 | CH | Fuel consumption in industry sectors¦Oil¦Synthetic liquids¦Light fuel oil boiler | PJ/yr. | 0 | 0 | 0.00019072 | 0.00078042 | 0.00087088 | 0.00096445 | 0.00095028 | 0.0007349 | 0.00069236 | 0.00076116 | 0.00076897 | 0.001722
| SPS1 | CH | Fuel consumption in industry sectors¦Gas¦Total | PJ/yr. | 35.9891 | 30.6432 | 34.9021 | 31.2553 | 29.7164 | 30.1604 | 28.5601 | 26.8316 | 23.6819 | 21.092 | 20.2914 | 18.7779
| SPS1 | CH | Fuel consumption in industry sectors¦Gas¦Total¦Gas boiler | PJ/yr. | 35.4429 | 29.973 | 33.8552 | 28.9443 | 25.9358 | 23.2484 | 21.5852 | 19.857 | 17.5243 | 14.6232 | 13.8225 | 11.9461
| SPS1 | CH | Fuel consumption in industry sectors¦Gas¦Total¦Heat pump gas | PJ/yr. | 0.10944 | 0.11816 | 0.118 | 0.11589 | 0.11347 | 1.2167 | 1.2167 | 1.2163 | 0 | 0 | 0 | 0
| SPS1 | CH | Fuel consumption in industry sectors¦Gas¦Total¦Biogas boiler | PJ/yr. | 0.54616 | 0.67022 | 1.0469 | 2.311 | 3.7806 | 6.912 | 6.9749 | 6.9746 | 6.1576 | 6.4688 | 6.4689 | 6.8319
| SPS1 | CH | Fuel consumption in industry sectors¦Gas¦Fossil gases | PJ/yr. | 35.2497 | 30.091 | 31.2409 | 26.5098 | 23.4833 | 21.7733 | 20.1013 | 18.3658 | 14.8173 | 11.9453 | 11.1555 | 9.3592
| SPS1 | CH | Fuel consumption in industry sectors¦Gas¦Fossil gases¦Gas boiler | PJ/yr. | 35.1412 | 29.9728 | 31.1324 | 26.4041 | 23.381 | 20.6904 | 19.0287 | 17.3058 | 14.8173 | 11.9453 | 11.1555 | 9.3592
| SPS1 | CH | Fuel consumption in industry sectors¦Gas¦Fossil gases¦Heat pump gas | PJ/yr. | 0.10851 | 0.11816 | 0.10851 | 0.10572 | 0.1023 | 1.0829 | 1.0726 | 1.06 | 0 | 0 | 0 | 0
| SPS1 | CH | Fuel consumption in industry sectors¦Gas¦Synthetic gases | PJ/yr. | 0.73934 | 0.55225 | 3.6612 | 4.7455 | 6.2331 | 8.3871 | 8.4588 | 8.4658 | 8.8647 | 9.1467 | 9.1359 | 9.4188
| SPS1 | CH | Fuel consumption in industry sectors¦Gas¦Synthetic gases¦Gas boiler | PJ/yr. | 0.30169 | 0.00017835 | 2.7228 | 2.5402 | 2.5548 | 2.558 | 2.5566 | 2.5512 | 2.7071 | 2.6779 | 2.667 | 2.5869
| SPS1 | CH | Fuel consumption in industry sectors¦Gas¦Synthetic gases¦Heat pump gas | PJ/yr. | 0.00093152 | 7.0309e-07 | 0.0094902 | 0.01017 | 0.011178 | 0.13387 | 0.14411 | 0.15626 | 0 | 0 | 0 | 0
| SPS1 | CH | Fuel consumption in industry sectors¦Gas¦Synthetic gases¦Biogas boiler | PJ/yr. | 0.43673 | 0.55207 | 0.92895 | 2.1951 | 3.6672 | 5.6953 | 5.7582 | 5.7583 | 6.1576 | 6.4688 | 6.4689 | 6.8319
| SPS1 | CH | Fuel consumption in industry sectors¦Coal | PJ/yr. | 3.56 | 3.4647 | 2.8283 | 0.0021762 | 0.002332 | 0.0021616 | 0.0026648 | 0.005939 | 0.0045161 | 0.0073625 | 0.0047508 | 0.0076686
| SPS1 | CH | Fuel consumption in industry sectors¦Coal¦Coal boiler | PJ/yr. | 3.56 | 3.4647 | 2.8283 | 0.0021762 | 0.002332 | 0.0021616 | 0.0026648 | 0.005939 | 0.0045161 | 0.0073625 | 0.0047508 | 0.0076686
| SPS1 | CH | Fuel consumption in industry sectors¦Heat | PJ/yr. | 12.7286 | 13.6384 | 13.523 | 17.0623 | 16.7753 | 16.2355 | 18.0461 | 19.9451 | 21.8619 | 22.1522 | 21.9022 | 22.125
| SPS1 | CH | Fuel consumption in industry sectors¦Heat¦On-site CHPs | PJ/yr. | 4.2979 | 5.8495 | 6.0805 | 8.4391 | 9.1864 | 8.1974 | 9.2015 | 10.9846 | 12.7429 | 12.8045 | 12.9072 | 13.2063
| SPS1 | CH | Fuel consumption in industry sectors¦Heat¦On-site CHPs¦Industrial CHPs oil | PJ/yr. | 0.92935 | 2.0718 | 0.029018 | 1.2915 | 0.82736 | 0.041075 | 0.044442 | 0.05205 | 0.063544 | 0.060438 | 0.060704 | 0.06005
| SPS1 | CH | Fuel consumption in industry sectors¦Heat¦On-site CHPs¦Industrial CHPs gas | PJ/yr. | 0.77369 | 0.10238 | 0.066519 | 0.86599 | 1.059 | 0.18569 | 0.13821 | 0.071575 | 0.047042 | 0.056451 | 0.074131 | 0.18843
| SPS1 | CH | Fuel consumption in industry sectors¦Heat¦On-site CHPs¦Industrial CHPs gas (CCS) | PJ/yr. | 0 | 0 | 0 | 0 | 0 | 0 | 0 | 0 | 0 | 0 | 0 | 0
| SPS1 | CH | Fuel consumption in industry sectors¦Heat¦On-site CHPs¦Industrial CHPs fuel cells (gas reformer) | PJ/yr. | 0 | 0 | 0 | 0.0011651 | 0.001472 | 0.0025328 | 0.003397 | 0.005599 | 0.0047878 | 0.0073521 | 0.007192 | 0.015712
| SPS1 | CH | Fuel consumption in industry sectors¦Heat¦On-site CHPs¦Industrial CHPs wastes | PJ/yr. | 1.9348 | 1.8588 | 2.5503 | 2.2433 | 1.9427 | 1.6589 | 1.378 | 1.0998 | 1.0998 | 1.0998 | 1.0998 | 1.0998
| SPS1 | CH | Fuel consumption in industry sectors¦Heat¦On-site CHPs¦Industrial CHPs wastes CCS | PJ/yr. | 0 | 0 | 0 | 0 | 0 | 0 | 0 | 0 | 0 | 0 | 0 | 0
| SPS1 | CH | Fuel consumption in industry sectors¦Heat¦On-site CHPs¦Industrial CHPs wood | PJ/yr. | 0.66003 | 1.8165 | 3.4347 | 4.0353 | 5.3502 | 6.3011 | 7.63 | 9.7357 | 11.5103 | 11.535 | 11.6244 | 11.7837
| SPS1 | CH | Fuel consumption in industry sectors¦Heat¦On-site CHPs¦Industrial CHPs wood (CCS) | PJ/yr. | 0 | 0 | 0 | 0 | 0 | 0 | 0 | 0 | 0 | 0 | 0 | 0
| SPS1 | CH | Fuel consumption in industry sectors¦Heat¦On-site CHPs¦Industrial CHPs fuel cells (hydrogen) | PJ/yr. | 0 | 0 | 0 | 0.0018176 | 0.00558 | 0.0080866 | 0.0074604 | 0.019934 | 0.01748 | 0.045542 | 0.041036 | 0.058613
| SPS1 | CH | Fuel consumption in industry sectors¦Heat¦District heating | PJ/yr. | 7.12 | 7.6289 | 7.393 | 7.8106 | 7.6047 | 8.0702 | 8.8814 | 9.0036 | 9.145 | 9.3853 | 9.0428 | 8.9637
| SPS1 | CH | Fuel consumption in industry sectors¦Wood | PJ/yr. | 9.0019 | 10.6099 | 9.854 | 11.5552 | 12.5634 | 13.575 | 14.3755 | 15.167 | 15.3479 | 15.7755 | 12.7511 | 13.5257
| SPS1 | CH | Fuel consumption in industry sectors¦Wood¦Wood boiler | PJ/yr. | 9.0019 | 10.6099 | 9.854 | 11.5552 | 12.5634 | 13.575 | 14.3755 | 15.167 | 15.3479 | 15.7755 | 12.7511 | 13.5257
| SPS1 | CH | Fuel consumption in industry sectors¦Pellets | PJ/yr. | 0.62579 | 0.73757 | 0.73633 | 0.73429 | 0.73326 | 0.73123 | 0.72922 | 0.72722 | 0.72725 | 0.72732 | 0.72742 | 0.72777
| SPS1 | CH | Fuel consumption in industry sectors¦Pellets¦Pellet boiler | PJ/yr. | 0.62579 | 0.73757 | 0.73633 | 0.73429 | 0.73326 | 0.73123 | 0.72922 | 0.72722 | 0.72725 | 0.72732 | 0.72742 | 0.72777
| SPS1 | CH | Fuel consumption in industry sectors¦Wastes¦Total | PJ/yr. | 7.798 | 8.0801 | 5.6083 | 5.5456 | 5.483 | 5.4553 | 5.4276 | 5.3999 | 5.3999 | 5.3999 | 5.3999 | 5.3999
| SPS1 | CH | Fuel consumption in industry sectors¦Wastes¦Total¦Wastes boiler | PJ/yr. | 7.798 | 8.0801 | 5.6083 | 5.5456 | 5.483 | 5.4553 | 5.4276 | 5.3999 | 5.3999 | 5.3999 | 5.3999 | 5.3999
| SPS1 | CH | Fuel consumption in industry sectors¦Wastes¦Renewable¦Wastes boiler | PJ/yr. | 0 | 0 | 0 | 0 | 0 | 0 | 0 | 0 | 0 | 0 | 0 | 0
| SPS1 | CH | Fuel consumption in industry sectors¦Wastes¦Non Renewable¦Wastes boiler | PJ/yr. | 7.798 | 8.0801 | 5.6083 | 5.5456 | 5.483 | 5.4553 | 5.4276 | 5.3999 | 5.3999 | 5.3999 | 5.3999 | 5.3999
| SPS1 | CH | Fuel consumption in industry sectors¦Solar | PJ/yr. | 0.067628 | 0.085493 | 0.085494 | 0.085495 | 0.085495 | 0.085495 | 0.085497 | 0.085498 | 0.085501 | 0.085504 | 0.08551 | 0.08553
| SPS1 | CH | Fuel consumption in industry sectors¦Solar¦Solar thermal | PJ/yr. | 0.067628 | 0.085493 | 0.085494 | 0.085495 | 0.085495 | 0.085495 | 0.085497 | 0.085498 | 0.085501 | 0.085504 | 0.08551 | 0.08553
| SPS1 | CH | Fuel consumption in industry sectors¦Hydrogen | PJ/yr. | 0 | 0 | 0 | 0.0048122 | 0.019919 | 0.028359 | 0.027372 | 0.13792 | 0.181 | 0.38107 | 0.37472 | 0.36871
| SPS1 | CH | Fuel consumption in industry sectors¦Hydrogen¦Hydrogen boiler | PJ/yr. | 0 | 0 | 0 | 0.0048122 | 0.019919 | 0.028359 | 0.027372 | 0.13792 | 0.181 | 0.38107 | 0.37472 | 0.36871
| SPS1 | CH | Fuel consumption in industry sectors¦Ambient heat | PJ/yr. | 0.74846 | 0.94973 | 2.4434 | 4.0766 | 5.7626 | 6.3435 | 6.3963 | 6.4452 | 6.4462 | 8.9078 | 8.9078 | 8.908
| SPS1 | CH | Fuel consumption in industry sectors¦Ambient heat¦Heat pump electric | PJ/yr. | 0.74846 | 0.94973 | 2.4154 | 3.9911 | 5.6577 | 6.2258 | 6.2745 | 6.3213 | 6.3248 | 7.6063 | 7.6064 | 7.6071
| SPS1 | CH | Fuel consumption in industry sectors¦Ambient heat¦Heat pump gas | PJ/yr. | 0 | 0 | 0.027989 | 0.085407 | 0.10496 | 0.11768 | 0.12187 | 0.12395 | 0.12137 | 1.3014 | 1.3014 | 1.3009
| SPS1 | CH | Process and space heating production in industry sectors | PJ/yr. | 72.7082 | 74.3528 | 76.1523 | 77.0493 | 77.5793 | 77.7465 | 77.7862 | 77.9034 | 77.2617 | 79.2037 | 76.4843 | 75.8887
| SPS1 | CH | Process and space heating production in industry sectors¦Electricity | PJ/yr. | 58.9854 | 61.6023 | 65.3942 | 69.3704 | 72.9693 | 74.4981 | 75.4086 | 76.3194 | 77.0192 | 80.5869 | 79.1145 | 79.2326
| SPS1 | CH | Process and space heating production in industry sectors¦Electricity¦Electric boiler | PJ/yr. | 9.8139 | 10.3351 | 10.3352 | 10.5823 | 10.8621 | 11.101 | 11.3194 | 11.538 | 11.538 | 11.7366 | 11.7366 | 11.7366
| SPS1 | CH | Process and space heating production in industry sectors¦Electricity¦Heat pump electric | PJ/yr. | 1.1081 | 1.4008 | 3.5429 | 5.8022 | 8.1553 | 8.9018 | 8.902 | 8.9021 | 8.9071 | 10.7118 | 10.7119 | 10.7128
| SPS1 | CH | Process and space heating production in industry sectors¦Electricity¦Other electric processes | PJ/yr. | 48.0634 | 49.8664 | 51.5161 | 52.9859 | 53.9518 | 54.4952 | 55.1873 | 55.8793 | 56.5741 | 58.1386 | 56.666 | 56.7831
| SPS1 | CH | Process and space heating production in industry sectors¦Oil | PJ/yr. | 8.7635 | 7.8299 | 6.2495 | 5.099 | 3.9013 | 2.676 | 1.4415 | 0.20683 | 0.20677 | 0.20676 | 0.19923 | 0.19751
| SPS1 | CH | Process and space heating production in industry sectors¦Oil¦Light fuel boiler | PJ/yr. | 6.9177 | 6.3115 | 6.2459 | 5.098 | 3.8997 | 2.6745 | 1.4399 | 0.20683 | 0.20677 | 0.20676 | 0.19923 | 0.19751
| SPS1 | CH | Process and space heating production in industry sectors¦Oil¦Heavy fuel boiler | PJ/yr. | 1.8458 | 1.5184 | 0.0035876 | 0.0010475 | 0.0015668 | 0.001476 | 0.0016545 | 0 | 0 | 0 | 0 | 0
| SPS1 | CH | Process and space heating production in industry sectors¦Gas | PJ/yr. | 28.9303 | 24.6372 | 28.1029 | 25.1627 | 23.851 | 24.0725 | 22.8358 | 21.5509 | 18.9561 | 18.2656 | 17.6075 | 16.3326
| SPS1 | CH | Process and space heating production in industry sectors¦Gas¦Gas boiler | PJ/yr. | 28.6198 | 24.2447 | 27.3829 | 23.424 | 21.0292 | 19.7873 | 18.476 | 17.1651 | 14.2878 | 11.0899 | 10.4318 | 8.8965
| SPS1 | CH | Process and space heating production in industry sectors¦Gas¦Heat pump gas | PJ/yr. | 0 | 0 | 0.0596 | 0.17801 | 0.2144 | 0.23583 | 0.23987 | 0.23984 | 0.23485 | 2.5182 | 2.5181 | 2.5172
| SPS1 | CH | Process and space heating production in industry sectors¦Gas¦Biogas boiler | PJ/yr. | 0.31051 | 0.39252 | 0.66048 | 1.5607 | 2.6073 | 4.0493 | 4.12 | 4.146 | 4.4335 | 4.6575 | 4.6576 | 4.9189
| SPS1 | CH | Process and space heating production in industry sectors¦Coal | PJ/yr. | 2.3674 | 2.3075 | 1.8879 | 0.001458 | 0.0015683 | 0.0014591 | 0.0018054 | 0.0040385 | 0.003071 | 0.0050065 | 0.0032306 | 0.0052146
| SPS1 | CH | Process and space heating production in industry sectors¦Coal¦Coal boiler | PJ/yr. | 2.3674 | 2.3075 | 1.8879 | 0.001458 | 0.0015683 | 0.0014591 | 0.0018054 | 0.0040385 | 0.003071 | 0.0050065 | 0.0032306 | 0.0052146
| SPS1 | CH | Process and space heating production in industry sectors¦Heat | PJ/yr. | 11.7673 | 12.6354 | 12.5687 | 15.9426 | 15.7575 | 15.3324 | 17.0938 | 18.9495 | 20.7702 | 21.0461 | 20.8085 | 21.0211
| SPS1 | CH | Process and space heating production in industry sectors¦Heat¦On-site CHPs | PJ/yr. | 5.1851 | 5.5676 | 5.6974 | 8.6446 | 8.6142 | 7.7118 | 8.6818 | 10.3961 | 12.0824 | 12.13 | 12.2179 | 12.5056
| SPS1 | CH | Process and space heating production in industry sectors¦Heat¦On-site CHPs¦Industrial CHPs oil | PJ/yr. | 1.1212 | 1.9719 | 0.027189 | 1.323 | 0.77583 | 0.038641 | 0.041932 | 0.049262 | 0.06025 | 0.057254 | 0.057461 | 0.056864
| SPS1 | CH | Process and space heating production in industry sectors¦Heat¦On-site CHPs¦Industrial CHPs gas | PJ/yr. | 0.93339 | 0.097445 | 0.062328 | 0.88708 | 0.99308 | 0.17469 | 0.13041 | 0.06774 | 0.044603 | 0.053477 | 0.070172 | 0.17844
| SPS1 | CH | Process and space heating production in industry sectors¦Heat¦On-site CHPs¦Industrial CHPs gas (CCS) | PJ/yr. | 0 | 0 | 0 | 0 | 0 | 0 | 0 | 0 | 0 | 0 | 0 | 0
| SPS1 | CH | Process and space heating production in industry sectors¦Heat¦On-site CHPs¦Industrial CHPs fuel cells (gas reformer) | PJ/yr. | 0 | 0 | 0 | 0.0011935 | 0.0013803 | 0.0023828 | 0.0032051 | 0.0052991 | 0.0045397 | 0.0069648 | 0.0068079 | 0.014878
| SPS1 | CH | Process and space heating production in industry sectors¦Heat¦On-site CHPs¦Industrial CHPs wastes | PJ/yr. | 2.3342 | 1.7692 | 2.3896 | 2.298 | 1.8217 | 1.5606 | 1.3001 | 1.0409 | 1.0428 | 1.0418 | 1.041 | 1.0414
| SPS1 | CH | Process and space heating production in industry sectors¦Heat¦On-site CHPs¦Industrial CHPs wastes CCS | PJ/yr. | 0 | 0 | 0 | 0 | 0 | 0 | 0 | 0 | 0 | 0 | 0 | 0
| SPS1 | CH | Process and space heating production in industry sectors¦Heat¦On-site CHPs¦Industrial CHPs wood | PJ/yr. | 0.79628 | 1.729 | 3.2183 | 4.1335 | 5.017 | 5.9278 | 7.1991 | 9.2141 | 10.9136 | 10.9273 | 11.0035 | 11.1585
| SPS1 | CH | Process and space heating production in industry sectors¦Heat¦On-site CHPs¦Industrial CHPs wood (CCS) | PJ/yr. | 0 | 0 | 0 | 0 | 0 | 0 | 0 | 0 | 0 | 0 | 0 | 0
| SPS1 | CH | Process and space heating production in industry sectors¦Heat¦On-site CHPs¦Industrial CHPs fuel cells (hydrogen) | PJ/yr. | 0 | 0 | 0 | 0.0018618 | 0.0052325 | 0.0076075 | 0.0070391 | 0.018866 | 0.016574 | 0.043143 | 0.038845 | 0.055504
| SPS1 | CH | Process and space heating production in industry sectors¦Heat¦District heating | PJ/yr. | 6.5823 | 7.0678 | 6.8713 | 7.298 | 7.1433 | 7.6205 | 8.4119 | 8.5534 | 8.6878 | 8.9161 | 8.5907 | 8.5155
| SPS1 | CH | Process and space heating production in industry sectors¦Wood | PJ/yr. | 5.3111 | 6.2669 | 5.8303 | 6.8561 | 7.4752 | 8.0997 | 8.6013 | 9.1002 | 9.2088 | 9.4653 | 7.6507 | 8.1154
| SPS1 | CH | Process and space heating production in industry sectors¦Wood¦Wood boiler | PJ/yr. | 5.3111 | 6.2669 | 5.8303 | 6.8561 | 7.4752 | 8.0997 | 8.6013 | 9.1002 | 9.2088 | 9.4653 | 7.6507 | 8.1154
| SPS1 | CH | Process and space heating production in industry sectors¦Pellets | PJ/yr. | 0.46152 | 0.54458 | 0.54458 | 0.5446 | 0.54536 | 0.54537 | 0.54539 | 0.54542 | 0.54544 | 0.54549 | 0.54556 | 0.54583
| SPS1 | CH | Process and space heating production in industry sectors¦Pellets¦Pellet boiler | PJ/yr. | 0.46152 | 0.54458 | 0.54458 | 0.5446 | 0.54536 | 0.54537 | 0.54539 | 0.54542 | 0.54544 | 0.54549 | 0.54556 | 0.54583
| SPS1 | CH | Process and space heating production in industry sectors¦Wastes | PJ/yr. | 4.1174 | 4.2663 | 2.9612 | 2.9281 | 2.895 | 2.8804 | 2.9092 | 2.9376 | 2.9376 | 2.9376 | 2.9376 | 2.9375
| SPS1 | CH | Process and space heating production in industry sectors¦Wastes¦Wastes boiler | PJ/yr. | 4.1174 | 4.2663 | 2.9612 | 2.9281 | 2.895 | 2.8804 | 2.9092 | 2.9376 | 2.9376 | 2.9376 | 2.9376 | 2.9375
| SPS1 | CH | Process and space heating production in industry sectors¦Solar | PJ/yr. | 0.067628 | 0.085493 | 0.085494 | 0.085495 | 0.085495 | 0.085495 | 0.085497 | 0.085498 | 0.085501 | 0.085504 | 0.08551 | 0.08553
| SPS1 | CH | Process and space heating production in industry sectors¦Solar¦Solar thermal | PJ/yr. | 0.067628 | 0.085493 | 0.085494 | 0.085495 | 0.085495 | 0.085495 | 0.085497 | 0.085498 | 0.085501 | 0.085504 | 0.08551 | 0.08553
| SPS1 | CH | Process and space heating production in industry sectors¦Hydrogen | PJ/yr. | 0 | 0 | 0 | 0.00095515 | 0.005619 | 0.0066504 | 0.0066751 | 0.039514 | 0.059437 | 0.15425 | 0.15434 | 0.15476
| SPS1 | CH | Process and space heating production in industry sectors¦Hydrogen¦Hydrogen boiler | PJ/yr. | 0 | 0 | 0 | 0.00095515 | 0.005619 | 0.0066504 | 0.0066751 | 0.039514 | 0.059437 | 0.15425 | 0.15434 | 0.15476
| SPS1 | CH | Process and space heating production in industry sectors¦Energy savings | PJ/yr. | 0 | 4.8942 | 4.8942 | 4.8947 | 4.8969 | 4.8974 | 4.8974 | 4.8974 | 4.8975 | 4.8977 | 4.8979 | 4.9012
| SPS1 | CH | Process and space heating production in industry sectors¦Energy savings¦Measures in electric specific uses | PJ/yr. | 0 | 0.85059 | 0.85059 | 0.85095 | 0.85317 | 0.8536 | 0.8536 | 0.85367 | 0.8537 | 0.85396 | 0.85411 | 0.85737
| SPS1 | CH | Process and space heating production in industry sectors¦Energy savings¦Measuers in process and space heating | PJ/yr. | 0 | 4.0436 | 4.0436 | 4.0437 | 4.0438 | 4.0438 | 4.0438 | 4.0438 | 4.0438 | 4.0438 | 4.0438 | 4.0438
| SPS1 | CH | Efficiency in industry sectors | % | bar: 2020 to 2070
| SPS1 | CH | Efficiency in industry sectors¦Electricity¦Electric boiler | % | 84.26% | 84.31% | 84.37% | 84.49% | 84.6% | 84.71% | 84.82% | 84.93% | 84.93% | 84.93% | 84.93% | 84.93%
| SPS1 | CH | Efficiency in industry sectors¦Electricity¦Heat pump electric | % | 308.1% | 310.6% | 314.2% | 320.4% | 326.5% | 332.7% | 338.8% | 344.9% | 344.9% | 344.9% | 344.9% | 344.9%
| SPS1 | CH | Efficiency in industry sectors¦Electricity¦Other electric processes | % | 100% | 100% | 100% | 100% | 100% | 100% | 100% | 100% | 100% | 100% | 100% | 100%
| SPS1 | CH | Efficiency in industry sectors¦Oil¦Light fuel boiler | % | 77.75% | 77.87% | 78.06% | 78.38% | 78.69% | 79% | 79.32% | 79.63% | 79.63% | 79.63% | 79.63% | 79.63%
| SPS1 | CH | Efficiency in industry sectors¦Oil¦Heavy fuel boiler | % | 67.61% | 67.9% | 68.34% | 69.08% | 69.81% | 70.54% | 71.27% | - | - | - | - | -
| SPS1 | CH | Efficiency in industry sectors¦Gas¦Gas boiler | % | 80.75% | 80.89% | 80.88% | 80.93% | 81.08% | 85.11% | 85.6% | 86.44% | 81.53% | 75.84% | 75.47% | 74.47%
| SPS1 | CH | Efficiency in industry sectors¦Gas¦Heat pump gas | % | 0% | 0% | 50.51% | 153.6% | 188.9% | 19.38% | 19.71% | 19.72% | - | - | - | -
| SPS1 | CH | Efficiency in industry sectors¦Gas¦Biogas boiler | % | 56.85% | 58.57% | 63.09% | 67.53% | 68.97% | 58.58% | 59.07% | 59.44% | 72% | 72% | 72% | 72%
| SPS1 | CH | Efficiency in industry sectors¦Coal¦Coal boiler | % | 66.5% | 66.6% | 66.75% | 67% | 67.25% | 67.5% | 67.75% | 68% | 68% | 68% | 68% | 68%
| SPS1 | CH | Efficiency in industry sectors¦Heat¦On-site CHPs¦Industrial CHPs oil | % | 120.6% | 95.18% | 93.7% | 102.4% | 93.77% | 94.08% | 94.35% | 94.64% | 94.82% | 94.73% | 94.66% | 94.69%
| SPS1 | CH | Efficiency in industry sectors¦Heat¦On-site CHPs¦Industrial CHPs gas | % | 120.6% | 95.18% | 93.7% | 102.4% | 93.77% | 94.08% | 94.35% | 94.64% | 94.82% | 94.73% | 94.66% | 94.69%
| SPS1 | CH | Efficiency in industry sectors¦Heat¦On-site CHPs¦Industrial CHPs gas (CCS) | % | bar: 2020 to 2070
| SPS1 | CH | Efficiency in industry sectors¦Heat¦On-site CHPs¦Industrial CHPs fuel cells (gas reformer) | % | - | - | - | 102.4% | 93.77% | 94.08% | 94.35% | 94.64% | 94.82% | 94.73% | 94.66% | 94.69%
| SPS1 | CH | Efficiency in industry sectors¦Heat¦On-site CHPs¦Industrial CHPs wastes | % | 120.6% | 95.18% | 93.7% | 102.4% | 93.77% | 94.08% | 94.35% | 94.64% | 94.82% | 94.73% | 94.66% | 94.69%
| SPS1 | CH | Efficiency in industry sectors¦Heat¦On-site CHPs¦Industrial CHPs wastes CCS | % | bar: 2020 to 2070
| SPS1 | CH | Efficiency in industry sectors¦Heat¦On-site CHPs¦Industrial CHPs wood | % | 120.6% | 95.18% | 93.7% | 102.4% | 93.77% | 94.08% | 94.35% | 94.64% | 94.82% | 94.73% | 94.66% | 94.69%
| SPS1 | CH | Efficiency in industry sectors¦Heat¦On-site CHPs¦Industrial CHPs wood (CCS) | % | bar: 2020 to 2070
| SPS1 | CH | Efficiency in industry sectors¦Heat¦On-site CHPs¦Industrial CHPs fuel cells (hydrogen) | % | - | - | - | 102.4% | 93.77% | 94.08% | 94.35% | 94.64% | 94.82% | 94.73% | 94.66% | 94.69%
| SPS1 | CH | Efficiency in industry sectors¦Heat¦District heating | % | 92.45% | 92.65% | 92.94% | 93.44% | 93.93% | 94.43% | 94.71% | 95% | 95% | 95% | 95% | 95%
| SPS1 | CH | Efficiency in industry sectors¦Wood¦Wood boiler | % | 59% | 59.07% | 59.17% | 59.33% | 59.5% | 59.67% | 59.83% | 60% | 60% | 60% | 60% | 60%
| SPS1 | CH | Efficiency in industry sectors¦Pellets¦Pellet boiler | % | 73.75% | 73.83% | 73.96% | 74.17% | 74.37% | 74.58% | 74.79% | 75% | 75% | 75% | 75% | 75%
| SPS1 | CH | Efficiency in industry sectors¦Wastes¦Wastes boiler | % | 52.8% | 52.8% | 52.8% | 52.8% | 52.8% | 52.8% | 53.6% | 54.4% | 54.4% | 54.4% | 54.4% | 54.4%
| SPS1 | CH | Efficiency in industry sectors¦Solar¦Solar thermal | % | 100% | 100% | 100% | 100% | 100% | 100% | 100% | 100% | 100% | 100% | 100% | 100%
| SPS1 | CH | Efficiency in industry sectors¦Hydrogen¦Hydrogen boiler | % | - | - | - | 19.85% | 28.21% | 23.45% | 24.39% | 28.65% | 32.84% | 40.48% | 41.19% | 41.97%
| SPS1 | CH | Fuel consumption in Services sectors | PJ/yr. | 140.1011 | 139.6646 | 141.5896 | 139.7534 | 135.8187 | 132.4292 | 128.0502 | 123.9649 | 122.9355 | 122.1963 | 121.4131 | 119.3959
| SPS1 | CH | Fuel consumption in Services sectors¦Electricity | PJ/yr. | 60.95 | 60.5235 | 65.4485 | 65.72 | 65.6619 | 65.7706 | 65.0186 | 64.3028 | 65.4674 | 66.4524 | 67.4136 | 68.2971
| SPS1 | CH | Fuel consumption in Services sectors¦Electricity¦Electric boiler | PJ/yr. | 2.6236 | 0.39644 | 2.448 | 2.1209 | 1.7718 | 1.4453 | 1.1349 | 0.85284 | 0.8324 | 0.81295 | 0.79532 | 0.76026
| SPS1 | CH | Fuel consumption in Services sectors¦Electricity¦Heat pump electric | PJ/yr. | 1.3316 | 1.4252 | 1.4623 | 1.529 | 1.5974 | 1.667 | 1.7478 | 1.8366 | 1.974 | 2.1237 | 2.2924 | 2.4368
| SPS1 | CH | Fuel consumption in Services sectors¦Electricity¦Other electric appliances | PJ/yr. | 56.9948 | 58.7019 | 61.5383 | 62.0702 | 62.2927 | 62.6584 | 62.1359 | 61.6133 | 62.661 | 63.5158 | 64.3258 | 65.1
| SPS1 | CH | Fuel consumption in Services sectors¦Oil¦Total | PJ/yr. | 30.2566 | 26.8835 | 25.2975 | 21.3049 | 17.0296 | 13.9133 | 12.8881 | 13.3271 | 9.1835 | 7.5966 | 4.4215 | 2.299
| SPS1 | CH | Fuel consumption in Services sectors¦Oil¦Total¦Light fuel boiler | PJ/yr. | 30.2566 | 26.8835 | 25.2975 | 21.3049 | 17.0296 | 13.9133 | 12.8881 | 13.3271 | 9.1835 | 7.5966 | 4.4215 | 2.299
| SPS1 | CH | Fuel consumption in Services sectors¦Oil¦Fossil liquids | PJ/yr. | 30.2566 | 26.8835 | 25.2973 | 21.3045 | 17.029 | 13.913 | 12.8878 | 13.3264 | 9.1831 | 7.5958 | 4.4209 | 2.2977
| SPS1 | CH | Fuel consumption in Services sectors¦Oil¦Fossil liquids¦Light fuel oil | PJ/yr. | 30.2566 | 26.8835 | 25.2973 | 21.3045 | 17.029 | 13.913 | 12.8878 | 13.3264 | 9.1831 | 7.5958 | 4.4209 | 2.2977
| SPS1 | CH | Fuel consumption in Services sectors¦Oil¦Fossil liquids¦Light fuel oil¦Light fuel oil boiler | PJ/yr. | 30.2566 | 26.8835 | 25.2973 | 21.3045 | 17.029 | 13.913 | 12.8878 | 13.3264 | 9.1831 | 7.5958 | 4.4209 | 2.2977
| SPS1 | CH | Fuel consumption in Services sectors¦Oil¦Synthetic liquids | PJ/yr. | 0 | 0 | 0.00014554 | 0.00032728 | 0.00069287 | 0.00034875 | 0.00033481 | 0.00067532 | 0.00036552 | 0.00072859 | 0.00055323 | 0.0012468
| SPS1 | CH | Fuel consumption in Services sectors¦Oil¦Synthetic liquids¦Light fuel oil boiler | PJ/yr. | 0 | 0 | 0.00014554 | 0.00032728 | 0.00069287 | 0.00034875 | 0.00033481 | 0.00067532 | 0.00036552 | 0.00072859 | 0.00055323 | 0.0012468
| SPS1 | CH | Fuel consumption in Services sectors¦Gas¦Total | PJ/yr. | 26.951 | 28.287 | 27.1547 | 28.0694 | 28.5423 | 28.8528 | 27.2328 | 25.7188 | 25.1573 | 24.5744 | 25.4045 | 24.4261
| SPS1 | CH | Fuel consumption in Services sectors¦Gas¦Total¦Gas boiler | PJ/yr. | 25.5487 | 26.7498 | 25.5328 | 26.4486 | 26.7609 | 26.9248 | 25.2015 | 23.5275 | 22.9534 | 22.3697 | 21.8787 | 20.8267
| SPS1 | CH | Fuel consumption in Services sectors¦Gas¦Total¦Heat pump gas | PJ/yr. | 0 | 0 | 0.0015797 | 0.0015766 | 0.0061805 | 0.016496 | 0.016454 | 0.01178 | 0.020315 | 0.026686 | 0.021064 | 0.077351
| SPS1 | CH | Fuel consumption in Services sectors¦Gas¦Total¦Biogas boiler | PJ/yr. | 1.4023 | 1.5372 | 1.6203 | 1.6191 | 1.7752 | 1.9115 | 2.0149 | 2.1795 | 2.1836 | 2.178 | 3.5048 | 3.522
| SPS1 | CH | Fuel consumption in Services sectors¦Gas¦Fossil gases | PJ/yr. | 25.268 | 23.7775 | 25.5059 | 26.4477 | 26.7601 | 26.924 | 25.2007 | 23.5267 | 22.9525 | 22.3688 | 21.8778 | 20.8252
| SPS1 | CH | Fuel consumption in Services sectors¦Gas¦Fossil gases¦Gas boiler | PJ/yr. | 25.268 | 23.7775 | 25.5043 | 26.4461 | 26.7539 | 26.9075 | 25.1842 | 23.5149 | 22.9322 | 22.3422 | 21.8568 | 20.7481
| SPS1 | CH | Fuel consumption in Services sectors¦Gas¦Fossil gases¦Heat pump gas | PJ/yr. | 0 | 0 | 0.0015779 | 0.0015765 | 0.0061789 | 0.016485 | 0.016443 | 0.011773 | 0.020297 | 0.026653 | 0.021043 | 0.07706
| SPS1 | CH | Fuel consumption in Services sectors¦Gas¦Synthetic gases | PJ/yr. | 1.683 | 4.5095 | 1.6472 | 1.6201 | 1.776 | 1.9123 | 2.0156 | 2.1803 | 2.1845 | 2.1789 | 3.5057 | 3.5236
| SPS1 | CH | Fuel consumption in Services sectors¦Gas¦Synthetic gases¦Gas boiler | PJ/yr. | 0.28067 | 2.9723 | 0.026946 | 0.00091305 | 0.00080273 | 0.00079816 | 0.00078903 | 0.00085859 | 0.00088404 | 0.00090628 | 0.00090083 | 0.0015253
| SPS1 | CH | Fuel consumption in Services sectors¦Gas¦Synthetic gases¦Heat pump gas | PJ/yr. | 0 | 0 | 1.6671e-06 | 5.4427e-08 | 1.8539e-07 | 4.8901e-07 | 5.1516e-07 | 4.2988e-07 | 7.8244e-07 | 1.0812e-06 | 8.6729e-07 | 5.6652e-06
| SPS1 | CH | Fuel consumption in Services sectors¦Gas¦Synthetic gases¦Biogas boiler | PJ/yr. | 1.4023 | 1.5372 | 1.6203 | 1.6191 | 1.7752 | 1.9115 | 2.0149 | 2.1795 | 2.1836 | 2.178 | 3.5048 | 3.522
| SPS1 | CH | Fuel consumption in Services sectors¦Heat | PJ/yr. | 7.7269 | 8.3697 | 8.1252 | 9.948 | 12.1123 | 12.6091 | 12.6075 | 11.1534 | 13.3861 | 13.3525 | 13.4704 | 13.4439
| SPS1 | CH | Fuel consumption in Services sectors¦Heat¦On-site CHPs | PJ/yr. | 2.1169 | 2.293 | 2.0485 | 3.8713 | 6.0356 | 6.5324 | 6.5308 | 4.9159 | 4.3514 | 4.3178 | 4.4357 | 4.4092
| SPS1 | CH | Fuel consumption in Services sectors¦Heat¦On-site CHPs¦Services sectors CHPs (bio)gas | PJ/yr. | 1.4243 | 1.5543 | 1.419 | 1.1711 | 1.0309 | 0.91695 | 0.92468 | 0.91389 | 0.8977 | 0.87042 | 0.86708 | 0.83104
| SPS1 | CH | Fuel consumption in Services sectors¦Heat¦On-site CHPs¦Services sectors CHPs gas | PJ/yr. | 0.69258 | 0.73873 | 0.62955 | 2.69 | 4.9935 | 5.6051 | 5.5944 | 3.9793 | 3.4319 | 3.4069 | 3.5358 | 3.5098
| SPS1 | CH | Fuel consumption in Services sectors¦Heat¦On-site CHPs¦Services sectors CHPs fuel cells (gas reformer) | PJ/yr. | 0 | 0 | 0 | 0.0006324 | 0.0019118 | 0.0018885 | 0.0014519 | 0.0033472 | 0.0032675 | 0.0058547 | 0.0043776 | 0.0097242
| SPS1 | CH | Fuel consumption in Services sectors¦Heat¦On-site CHPs¦Services sectors CHPs wood | PJ/yr. | 0 | 0 | 0 | 0.0083154 | 0.006205 | 0.0052948 | 0.006867 | 0.011069 | 0.010629 | 0.015767 | 0.014705 | 0.031888
| SPS1 | CH | Fuel consumption in Services sectors¦Heat¦On-site CHPs¦Services sectors CHPs fuel cells (hydrogen) | PJ/yr. | 0 | 0 | 0 | 0.0012638 | 0.0030044 | 0.0031569 | 0.0034605 | 0.008313 | 0.0078674 | 0.018875 | 0.013693 | 0.026774
| SPS1 | CH | Fuel consumption in Services sectors¦Heat¦District heating | PJ/yr. | 5.61 | 6.0767 | 6.0767 | 6.0767 | 6.0767 | 6.0767 | 6.0767 | 6.2374 | 9.0347 | 9.0347 | 9.0347 | 9.0347
| SPS1 | CH | Fuel consumption in Services sectors¦Wood | PJ/yr. | 8.5744 | 9.321 | 9.1932 | 7.8183 | 5.1039 | 3.2352 | 1.9996 | 0.65407 | 0.62246 | 0.6079 | 0.59524 | 0.56903
| SPS1 | CH | Fuel consumption in Services sectors¦Wood¦Wood boiler | PJ/yr. | 8.5744 | 9.321 | 9.1932 | 7.8183 | 5.1039 | 3.2352 | 1.9996 | 0.65407 | 0.62246 | 0.6079 | 0.59524 | 0.56903
| SPS1 | CH | Fuel consumption in Services sectors¦Pellets | PJ/yr. | 2.0856 | 2.4001 | 2.3203 | 2.5333 | 2.6823 | 3.0199 | 2.8918 | 2.9538 | 2.8832 | 2.8157 | 2.7546 | 2.633
| SPS1 | CH | Fuel consumption in Services sectors¦Pellets¦Pellet boiler | PJ/yr. | 2.0856 | 2.4001 | 2.3203 | 2.5333 | 2.6823 | 3.0199 | 2.8918 | 2.9538 | 2.8832 | 2.8157 | 2.7546 | 2.633
| SPS1 | CH | Fuel consumption in Services sectors¦Solar | PJ/yr. | 0.62699 | 0.68734 | 0.68705 | 0.68736 | 0.68722 | 0.68725 | 0.6872 | 0.6869 | 0.68727 | 0.68682 | 0.68729 | 0.68664
| SPS1 | CH | Fuel consumption in Services sectors¦Solar¦Solar thermal | PJ/yr. | 0.62699 | 0.68734 | 0.68705 | 0.68736 | 0.68722 | 0.68725 | 0.6872 | 0.6869 | 0.68727 | 0.68682 | 0.68729 | 0.68664
| SPS1 | CH | Fuel consumption in Services sectors¦Hydrogen | PJ/yr. | 0 | 0 | 0 | 0.0025418 | 0.0057476 | 0.0066654 | 0.005593 | 0.025534 | 0.021135 | 0.16361 | 0.24712 | 0.21806
| SPS1 | CH | Fuel consumption in Services sectors¦Hydrogen¦From gas grid (mixed with methane) | PJ/yr. | 0 | 0 | 0 | 0 | 0 | 0 | 0 | 0 | 0 | 0 | 0 | 0
| SPS1 | CH | Fuel consumption in Services sectors¦Hydrogen¦From hydrogen grid | PJ/yr. | 0 | 0 | 0 | 0.0025418 | 0.0057476 | 0.0066654 | 0.005593 | 0.025534 | 0.021135 | 0.16361 | 0.24712 | 0.21806
| SPS1 | CH | Fuel consumption in Services sectors¦Hydrogen¦From hydrogen grid¦Hydrogen boiler | PJ/yr. | 0 | 0 | 0 | 0.0025418 | 0.0057476 | 0.0066654 | 0.005593 | 0.025534 | 0.021135 | 0.16361 | 0.24712 | 0.21806
| SPS1 | CH | Fuel consumption in Services sectors¦Ambient heat | PJ/yr. | 2.9296 | 3.1924 | 3.3632 | 3.6696 | 3.9935 | 4.3343 | 4.7191 | 5.1426 | 5.5272 | 5.9463 | 6.4188 | 6.823
| SPS1 | CH | Fuel consumption in Services sectors¦Ambient heat¦Heat pump electric | PJ/yr. | 2.9296 | 3.1924 | 3.3632 | 3.6696 | 3.9935 | 4.3343 | 4.7191 | 5.1426 | 5.5272 | 5.9463 | 6.4188 | 6.823
| SPS1 | CH | Fuel consumption in Services sectors¦Ambient heat¦Heat pump gas | PJ/yr. | 0 | 0 | 0.0015481 | 0.0016397 | 0.0067986 | 0.019135 | 0.020074 | 0.015078 | 0.026004 | 0.034158 | 0.026962 | 0.09901
| SPS1 | CH | Space water and process heat production in Services sectors | PJ/yr. | 73.2383 | 78.5739 | 77.9396 | 76.6933 | 74.0617 | 71.376 | 68.1508 | 64.9891 | 63.6119 | 62.3142 | 61.0965 | 58.7464
| SPS1 | CH | Space water and process heat production in Services sectors¦Electricity | PJ/yr. | 63.65 | 63.6823 | 68.6128 | 69.2306 | 69.5336 | 70.0146 | 69.6738 | 69.4027 | 70.953 | 72.3581 | 73.7926 | 75.0821
| SPS1 | CH | Space water and process heat production in Services sectors¦Electricity¦Electric boiler | PJ/yr. | 2.394 | 0.36274 | 2.2491 | 1.9618 | 1.65 | 1.3549 | 1.071 | 0.8102 | 0.79078 | 0.7723 | 0.75555 | 0.72225
| SPS1 | CH | Space water and process heat production in Services sectors¦Electricity¦Heat pump electric | PJ/yr. | 4.2612 | 4.6176 | 4.8255 | 5.1986 | 5.5909 | 6.0013 | 6.4669 | 6.9792 | 7.5012 | 8.07 | 8.7112 | 9.2598
| SPS1 | CH | Space water and process heat production in Services sectors¦Electricity¦Other electric appliances | PJ/yr. | 56.9948 | 58.7019 | 61.5383 | 62.0702 | 62.2927 | 62.6584 | 62.1359 | 61.6133 | 62.661 | 63.5158 | 64.3258 | 65.1
| SPS1 | CH | Space water and process heat production in Services sectors¦Oil | PJ/yr. | 24.8431 | 22.1172 | 20.874 | 17.6662 | 14.1917 | 11.6524 | 10.7938 | 11.1614 | 7.6912 | 6.3621 | 3.703 | 1.9254
| SPS1 | CH | Space water and process heat production in Services sectors¦Oil¦Light fuel boiler | PJ/yr. | 24.8431 | 22.1172 | 20.874 | 17.6662 | 14.1917 | 11.6524 | 10.7938 | 11.1614 | 7.6912 | 6.3621 | 3.703 | 1.9254
| SPS1 | CH | Space water and process heat production in Services sectors¦Gas | PJ/yr. | 25.4128 | 26.6677 | 25.5896 | 26.4572 | 26.8961 | 27.1833 | 25.6423 | 24.2043 | 23.6744 | 23.16 | 23.8562 | 22.9528
| SPS1 | CH | Space water and process heat production in Services sectors¦Gas¦Gas boiler | PJ/yr. | 24.1897 | 25.3269 | 24.1732 | 25.0418 | 25.3348 | 25.4804 | 23.8484 | 22.2765 | 21.7235 | 21.1995 | 20.7513 | 19.7045
| SPS1 | CH | Space water and process heat production in Services sectors¦Gas¦Heat pump gas | PJ/yr. | 0 | 0 | 0.0031278 | 0.0032163 | 0.012979 | 0.035631 | 0.036528 | 0.026858 | 0.046319 | 0.060844 | 0.048026 | 0.17636
| SPS1 | CH | Space water and process heat production in Services sectors¦Gas¦Biogas boiler | PJ/yr. | 1.2231 | 1.3408 | 1.4132 | 1.4122 | 1.5483 | 1.6672 | 1.7574 | 1.9009 | 1.9045 | 1.8996 | 3.0568 | 3.0719
| SPS1 | CH | Space water and process heat production in Services sectors¦Heat | PJ/yr. | 7.6496 | 8.286 | 8.044 | 9.8486 | 11.9912 | 12.483 | 12.4815 | 11.0418 | 13.2522 | 13.219 | 13.3357 | 13.3095
| SPS1 | CH | Space water and process heat production in Services sectors¦Heat¦On-site CHPs | PJ/yr. | 2.0957 | 2.2701 | 2.028 | 3.8326 | 5.9752 | 6.467 | 6.4655 | 4.8668 | 4.3079 | 4.2746 | 4.3913 | 4.3651
| SPS1 | CH | Space water and process heat production in Services sectors¦Heat¦On-site CHPs¦Services sectors CHPs (bio)gas | PJ/yr. | 1.4101 | 1.5387 | 1.4048 | 1.1594 | 1.0206 | 0.90778 | 0.91544 | 0.90475 | 0.88872 | 0.86172 | 0.85841 | 0.82272
| SPS1 | CH | Space water and process heat production in Services sectors¦Heat¦On-site CHPs¦Services sectors CHPs gas | PJ/yr. | 0.68565 | 0.73134 | 0.62325 | 2.6631 | 4.9436 | 5.549 | 5.5384 | 3.9395 | 3.3976 | 3.3728 | 3.5005 | 3.4747
| SPS1 | CH | Space water and process heat production in Services sectors¦Heat¦On-site CHPs¦Services sectors CHPs fuel cells (gas reformer) | PJ/yr. | 0 | 0 | 0 | 0.00062607 | 0.0018927 | 0.0018696 | 0.0014374 | 0.0033138 | 0.0032348 | 0.0057961 | 0.0043339 | 0.0096269
| SPS1 | CH | Space water and process heat production in Services sectors¦Heat¦On-site CHPs¦Services sectors CHPs wood | PJ/yr. | 0 | 0 | 0 | 0.0082322 | 0.0061429 | 0.0052419 | 0.0067984 | 0.010958 | 0.010522 | 0.015609 | 0.014558 | 0.03157
| SPS1 | CH | Space water and process heat production in Services sectors¦Heat¦On-site CHPs¦Services sectors CHPs fuel cells (hydrogen) | PJ/yr. | 0 | 0 | 0 | 0.0012511 | 0.0029744 | 0.0031254 | 0.0034259 | 0.0082299 | 0.0077887 | 0.018686 | 0.013556 | 0.026506
| SPS1 | CH | Space water and process heat production in Services sectors¦Heat¦District heating | PJ/yr. | 5.5539 | 6.0159 | 6.0159 | 6.0159 | 6.0159 | 6.0159 | 6.016 | 6.175 | 8.9443 | 8.9443 | 8.9444 | 8.9444
| SPS1 | CH | Space water and process heat production in Services sectors¦Wood | PJ/yr. | 6.1735 | 6.7111 | 6.6191 | 5.6292 | 3.6748 | 2.3293 | 1.4397 | 0.47093 | 0.44817 | 0.43769 | 0.42858 | 0.4097
| SPS1 | CH | Space water and process heat production in Services sectors¦Wood¦Wood boiler | PJ/yr. | 6.1735 | 6.7111 | 6.6191 | 5.6292 | 3.6748 | 2.3293 | 1.4397 | 0.47093 | 0.44817 | 0.43769 | 0.42858 | 0.4097
| SPS1 | CH | Space water and process heat production in Services sectors¦Pellets | PJ/yr. | 1.8771 | 2.1601 | 2.0883 | 2.28 | 2.414 | 2.7179 | 2.6026 | 2.6584 | 2.5948 | 2.5341 | 2.4792 | 2.3697
| SPS1 | CH | Space water and process heat production in Services sectors¦Pellets¦Pellet boiler | PJ/yr. | 1.8771 | 2.1601 | 2.0883 | 2.28 | 2.414 | 2.7179 | 2.6026 | 2.6584 | 2.5948 | 2.5341 | 2.4792 | 2.3697
| SPS1 | CH | Space water and process heat production in Services sectors¦Solar | PJ/yr. | 0.62699 | 0.68734 | 0.68705 | 0.68736 | 0.68722 | 0.68725 | 0.6872 | 0.6869 | 0.68727 | 0.68682 | 0.68729 | 0.68664
| SPS1 | CH | Space water and process heat production in Services sectors¦Solar¦Solar thermal | PJ/yr. | 0.62699 | 0.68734 | 0.68705 | 0.68736 | 0.68722 | 0.68725 | 0.6872 | 0.6869 | 0.68727 | 0.68682 | 0.68729 | 0.68664
| SPS1 | CH | Space water and process heat production in Services sectors¦Hydrogen | PJ/yr. | 0 | 0 | 0 | 0.00093951 | 0.0022778 | 0.0029332 | 0.0022457 | 0.012544 | 0.0097648 | 0.10997 | 0.17763 | 0.14762
| SPS1 | CH | Space water and process heat production in Services sectors¦Hydrogen¦Hydrogen boiler | PJ/yr. | 0 | 0 | 0 | 0.00093951 | 0.0022778 | 0.0029332 | 0.0022457 | 0.012544 | 0.0097648 | 0.10997 | 0.17763 | 0.14762
| SPS1 | CH | Space water and process heat production in Services sectors¦Energy savings | PJ/yr. | 0 | 6.9642 | 6.9631 | 6.9635 | 6.9636 | 6.9637 | 6.9636 | 6.9632 | 6.9621 | 6.9622 | 6.9622 | 6.963
| SPS1 | CH | Efficiency in Services sectors | % | bar: 2020 to 2070
| SPS1 | CH | Efficiency in Services sectors¦Electricity¦Electric boiler | % | 91.25% | 91.5% | 91.87% | 92.5% | 93.12% | 93.75% | 94.37% | 95% | 95% | 95% | 95% | 95%
| SPS1 | CH | Efficiency in Services sectors¦Electricity¦Heat pump electric | % | 320% | 324% | 330% | 340% | 350% | 360% | 370% | 380% | 380% | 380% | 380% | 380%
| SPS1 | CH | Efficiency in Services sectors¦Electricity¦Other electric appliances | % | 100% | 100% | 100% | 100% | 100% | 100% | 100% | 100% | 100% | 100% | 100% | 100%
| SPS1 | CH | Efficiency in Services sectors¦Oil¦Total¦Light fuel boiler | % | 82.11% | 82.27% | 82.51% | 82.92% | 83.34% | 83.75% | 83.75% | 83.75% | 83.75% | 83.75% | 83.75% | 83.75%
| SPS1 | CH | Efficiency in Services sectors¦Gas¦Total¦Gas boiler | % | 94.68% | 94.68% | 94.67% | 94.68% | 94.67% | 94.64% | 94.63% | 94.68% | 94.64% | 94.77% | 94.85% | 94.61%
| SPS1 | CH | Efficiency in Services sectors¦Gas¦Total¦Heat pump gas | % | - | - | 198% | 204% | 210% | 216% | 222% | 228% | 228% | 228% | 228% | 228%
| SPS1 | CH | Efficiency in Services sectors¦Gas¦Total¦Biogas boiler | % | 87.22% | 87.22% | 87.22% | 87.22% | 87.22% | 87.22% | 87.22% | 87.22% | 87.22% | 87.22% | 87.22% | 87.22%
| SPS1 | CH | Efficiency in Services sectors¦Heat¦On-site CHPs¦Services sectors CHPs (bio)gas | % | 99% | 99% | 99% | 99% | 99% | 99% | 99% | 99% | 99% | 99% | 99% | 99%
| SPS1 | CH | Efficiency in Services sectors¦Heat¦On-site CHPs¦Services sectors CHPs gas | % | 99% | 99% | 99% | 99% | 99% | 99% | 99% | 99% | 99% | 99% | 99% | 99%
| SPS1 | CH | Efficiency in Services sectors¦Heat¦On-site CHPs¦Services sectors CHPs fuel cells (gas reformer) | % | - | - | - | 99% | 99% | 99% | 99% | 99% | 99% | 99% | 99% | 99%
| SPS1 | CH | Efficiency in Services sectors¦Heat¦On-site CHPs¦Services sectors CHPs wood | % | - | - | - | 99% | 99% | 99% | 99% | 99% | 99% | 99% | 99% | 99%
| SPS1 | CH | Efficiency in Services sectors¦Heat¦On-site CHPs¦Services sectors CHPs fuel cells (hydrogen) | % | - | - | - | 99% | 99% | 99% | 99% | 99% | 99% | 99% | 99% | 99%
| SPS1 | CH | Efficiency in Services sectors¦Heat¦District heating | % | 99% | 99% | 99% | 99% | 99% | 99% | 99% | 99% | 99% | 99% | 99% | 99%
| SPS1 | CH | Efficiency in Services sectors¦Wood¦Wood boiler | % | 72% | 72% | 72% | 72% | 72% | 72% | 72% | 72% | 72% | 72% | 72% | 72%
| SPS1 | CH | Efficiency in Services sectors¦Pellets¦Pellet boiler | % | 90% | 90% | 90% | 90% | 90% | 90% | 90% | 90% | 90% | 90% | 90% | 90%
| SPS1 | CH | Efficiency in Services sectors¦Solar¦Solar thermal | % | 100% | 100% | 100% | 100% | 100% | 100% | 100% | 100% | 100% | 100% | 100% | 100%
| SPS1 | CH | Efficiency in Services sectors¦Hydrogen¦Hydrogen boiler | % | - | - | - | 36.96% | 39.63% | 44.01% | 40.15% | 49.13% | 46.2% | 67.21% | 71.88% | 67.7%
| SPS1 | CH | Fuel consumption in Residential sector | PJ/yr. | 217.2263 | 218.0907 | 216.0658 | 215.2744 | 213.9329 | 210.8232 | 207.3385 | 203.97 | 200.7177 | 196.7005 | 196.4384 | 184.2928
| SPS1 | CH | Fuel consumption in Residential sector¦Electricity | PJ/yr. | 69.47 | 70.0282 | 71.5397 | 67.6617 | 67.729 | 66.7144 | 65.6183 | 64.5457 | 64.1995 | 67.677 | 70.1335 | 77.7391
| SPS1 | CH | Fuel consumption in Residential sector¦Electricity¦Space heating | PJ/yr. | 15.3332 | 15.0817 | 16.4311 | 14.0668 | 14.4069 | 13.4266 | 11.9378 | 10.7134 | 8.8129 | 8.8001 | 8.688 | 8.5795
| SPS1 | CH | Fuel consumption in Residential sector¦Electricity¦Space heating¦Electric boiler | PJ/yr. | 9.3768 | 8.1038 | 9.0313 | 6.3182 | 5.6479 | 4.9433 | 3.6777 | 2.6207 | 0.72021 | 0.70737 | 0.59478 | 0.48623
| SPS1 | CH | Fuel consumption in Residential sector¦Electricity¦Space heating¦Heat pump electric | PJ/yr. | 5.9564 | 6.9779 | 7.3998 | 7.7486 | 8.759 | 8.4833 | 8.2601 | 8.0926 | 8.0927 | 8.0927 | 8.0932 | 8.0933
| SPS1 | CH | Fuel consumption in Residential sector¦Electricity¦Water heating | PJ/yr. | 9.5599 | 10.0853 | 10.4459 | 8.5293 | 7.7541 | 7.1007 | 6.4012 | 5.0182 | 3.985 | 4.0063 | 3.4426 | 3.7783
| SPS1 | CH | Fuel consumption in Residential sector¦Electricity¦Water heating¦Electric boiler | PJ/yr. | 8.411 | 8.7989 | 8.6995 | 6.4242 | 5.0938 | 4.4308 | 3.6706 | 2.3204 | 0.63768 | 0.62632 | 0.52663 | 0.43064
| SPS1 | CH | Fuel consumption in Residential sector¦Electricity¦Water heating¦Heat pump electric | PJ/yr. | 1.1489 | 1.2864 | 1.7464 | 2.1052 | 2.6602 | 2.6699 | 2.7307 | 2.6978 | 3.3473 | 3.38 | 2.9159 | 3.3476
| SPS1 | CH | Fuel consumption in Residential sector¦Electricity¦Other appliances | PJ/yr. | 44.5769 | 44.8612 | 44.6627 | 45.0655 | 45.568 | 46.1871 | 47.2792 | 48.8141 | 51.4016 | 54.8706 | 58.003 | 65.3813
| SPS1 | CH | Fuel consumption in Residential sector¦Oil¦Total | PJ/yr. | 60.2318 | 51.32 | 44.7559 | 45.7203 | 36.7455 | 33.6302 | 32.4771 | 28.1027 | 26.081 | 22.2403 | 16.597 | 6.3153
| SPS1 | CH | Fuel consumption in Residential sector¦Oil¦Fossil liquids | PJ/yr. | 60.2318 | 51.32 | 44.7558 | 45.72 | 36.7448 | 33.6298 | 32.4767 | 28.102 | 26.0807 | 22.2396 | 16.5964 | 6.314
| SPS1 | CH | Fuel consumption in Residential sector¦Oil¦Synthetic liquids | PJ/yr. | 0 | 0 | 0.00014573 | 0.00033138 | 0.00070163 | 0.00036459 | 0.00034158 | 0.00068864 | 0.00038153 | 0.00075536 | 0.0005767 | 0.0013042
| SPS1 | CH | Fuel consumption in Residential sector¦Oil¦Total¦Space heating | PJ/yr. | 50.3714 | 43.0511 | 43.135 | 43.1013 | 35.9975 | 33.6187 | 32.4655 | 28.0917 | 26.0677 | 22.2216 | 16.5817 | 6.2766
| SPS1 | CH | Fuel consumption in Residential sector¦Oil¦Total¦Space heating¦Light fuel boiler | PJ/yr. | 50.3714 | 43.0511 | 43.135 | 43.1013 | 35.9975 | 33.6187 | 32.4655 | 28.0917 | 26.0677 | 22.2216 | 16.5817 | 6.2766
| SPS1 | CH | Fuel consumption in Residential sector¦Oil¦Fossil liquids¦Space heating | PJ/yr. | 50.3714 | 43.0511 | 43.1349 | 43.101 | 35.9968 | 33.6183 | 32.4652 | 28.091 | 26.0673 | 22.2209 | 16.5812 | 6.2753
| SPS1 | CH | Fuel consumption in Residential sector¦Oil¦Fossil liquids¦Space heating¦Light fuel boiler | PJ/yr. | 50.3714 | 43.0511 | 43.1349 | 43.101 | 35.9968 | 33.6183 | 32.4652 | 28.091 | 26.0673 | 22.2209 | 16.5812 | 6.2753
| SPS1 | CH | Fuel consumption in Residential sector¦Oil¦Synthetic liquids¦Space heating | PJ/yr. | 0 | 0 | 0.00014045 | 0.00031239 | 0.00068735 | 0.00036447 | 0.00034146 | 0.00068837 | 0.00038134 | 0.00075473 | 0.00057617 | 0.0012963
| SPS1 | CH | Fuel consumption in Residential sector¦Oil¦Synthetic liquids¦Space heating¦Light fuel boiler | PJ/yr. | 0 | 0 | 0.00014045 | 0.00031239 | 0.00068735 | 0.00036447 | 0.00034146 | 0.00068837 | 0.00038134 | 0.00075473 | 0.00057617 | 0.0012963
| SPS1 | CH | Fuel consumption in Residential sector¦Oil¦Total¦Water heating | PJ/yr. | 9.8604 | 8.2689 | 1.6209 | 2.619 | 0.74805 | 0.011527 | 0.011563 | 0.010976 | 0.01335 | 0.018734 | 0.015295 | 0.038649
| SPS1 | CH | Fuel consumption in Residential sector¦Oil¦Total¦Water heating¦Light fuel boiler | PJ/yr. | 9.8604 | 8.2689 | 1.6209 | 2.619 | 0.74805 | 0.011527 | 0.011563 | 0.010976 | 0.01335 | 0.018734 | 0.015295 | 0.038649
| SPS1 | CH | Fuel consumption in Residential sector¦Oil¦Fossil liquids¦Water heating¦Light fuel boiler | PJ/yr. | 9.8604 | 8.2689 | 1.6209 | 2.619 | 0.74803 | 0.011527 | 0.011562 | 0.010976 | 0.01335 | 0.018733 | 0.015295 | 0.038641
| SPS1 | CH | Fuel consumption in Residential sector¦Oil¦Synthetic liquids¦Water heating¦Light fuel boiler | PJ/yr. | 0 | 0 | 5.2777e-06 | 1.8983e-05 | 1.4283e-05 | 1.2497e-07 | 1.2161e-07 | 2.6897e-07 | 1.9529e-07 | 6.3627e-07 | 5.3147e-07 | 7.982e-06
| SPS1 | CH | Fuel consumption in Residential sector¦Gas¦Total | PJ/yr. | 47.0019 | 48.2133 | 51.1889 | 52.6965 | 54.9167 | 53.8542 | 52.8987 | 52.9013 | 50.5327 | 47.5965 | 48.95 | 41.3825
| SPS1 | CH | Fuel consumption in Residential sector¦Gas¦Fossil gases | PJ/yr. | 46.6819 | 48.2112 | 51.1868 | 52.6945 | 54.9147 | 53.8523 | 52.8967 | 52.8994 | 50.5307 | 47.5946 | 48.948 | 41.3804
| SPS1 | CH | Fuel consumption in Residential sector¦Gas¦Synthetic gases | PJ/yr. | 0.31998 | 0.0020464 | 0.0020372 | 0.0019711 | 0.0019712 | 0.0019601 | 0.0019673 | 0.0019623 | 0.0019623 | 0.0019641 | 0.0019721 | 0.0021404
| SPS1 | CH | Fuel consumption in Residential sector¦Gas¦Total¦Space heating | PJ/yr. | 38.4946 | 41.3499 | 39.2349 | 40.7903 | 42.0964 | 40.9967 | 40.2363 | 40.1153 | 38.2811 | 36.086 | 37.0198 | 31.2089
| SPS1 | CH | Fuel consumption in Residential sector¦Gas¦Total¦Space heating¦Gas boiler | PJ/yr. | 38.4946 | 41.3499 | 39.2244 | 40.7799 | 40.9255 | 38.8804 | 37.7188 | 36.5733 | 34.4941 | 32.1445 | 31.4852 | 25.6688
| SPS1 | CH | Fuel consumption in Residential sector¦Gas¦Total¦Space heating¦Heat pump gas | PJ/yr. | 0 | 0 | 0.010456 | 0.010387 | 1.1708 | 2.1164 | 2.5176 | 3.542 | 3.787 | 3.9414 | 5.5346 | 5.5401
| SPS1 | CH | Fuel consumption in Residential sector¦Gas¦Fossil gases¦Space heating | PJ/yr. | 38.2326 | 41.3481 | 39.2333 | 40.7888 | 42.0948 | 40.9952 | 40.2348 | 40.1138 | 38.2796 | 36.0845 | 37.0183 | 31.2073
| SPS1 | CH | Fuel consumption in Residential sector¦Gas¦Fossil gases¦Space heating¦Gas boiler | PJ/yr. | 38.2326 | 41.3481 | 39.2229 | 40.7784 | 40.9241 | 38.8789 | 37.7174 | 36.572 | 34.4928 | 32.1432 | 31.4839 | 25.6675
| SPS1 | CH | Fuel consumption in Residential sector¦Gas¦Fossil gases¦Space heating¦Heat pump gas | PJ/yr. | 0 | 0 | 0.010456 | 0.010387 | 1.1708 | 2.1163 | 2.5175 | 3.5418 | 3.7868 | 3.9413 | 5.5343 | 5.5398
| SPS1 | CH | Fuel consumption in Residential sector¦Gas¦Synthetic gases¦Space heating | PJ/yr. | 0.26207 | 0.0017551 | 0.0015615 | 0.0015258 | 0.0015111 | 0.0014921 | 0.0014964 | 0.001488 | 0.0014865 | 0.0014891 | 0.0014914 | 0.0016142
| SPS1 | CH | Fuel consumption in Residential sector¦Gas¦Synthetic gases¦Space heating¦Gas boiler | PJ/yr. | 0.26207 | 0.0017551 | 0.0015611 | 0.0015254 | 0.001469 | 0.0014151 | 0.0014027 | 0.0013566 | 0.0013395 | 0.0013265 | 0.0012685 | 0.0013276
| SPS1 | CH | Fuel consumption in Residential sector¦Gas¦Synthetic gases¦Space heating¦Heat pump gas | PJ/yr. | 0 | 0 | 4.1614e-07 | 3.8855e-07 | 4.2027e-05 | 7.7028e-05 | 9.3626e-05 | 0.00013138 | 0.00014706 | 0.00016265 | 0.00022297 | 0.00028655
| SPS1 | CH | Fuel consumption in Residential sector¦Gas¦Total¦Water heating | PJ/yr. | 8.5073 | 6.8634 | 11.954 | 11.9062 | 12.8203 | 12.8575 | 12.6624 | 12.786 | 12.2516 | 11.5106 | 11.9302 | 10.1736
| SPS1 | CH | Fuel consumption in Residential sector¦Gas¦Total¦Water heating¦Gas boiler | PJ/yr. | 8.5073 | 6.8634 | 11.9515 | 11.9033 | 12.5325 | 12.1386 | 11.7011 | 11.2633 | 10.6235 | 9.816 | 9.5774 | 7.7918
| SPS1 | CH | Fuel consumption in Residential sector¦Gas¦Total¦Water heating¦Heat pump gas | PJ/yr. | 0 | 0 | 0.0024694 | 0.0028191 | 0.28783 | 0.71893 | 0.96127 | 1.5227 | 1.6281 | 1.6945 | 2.3528 | 2.3818
| SPS1 | CH | Fuel consumption in Residential sector¦Gas¦Fossil gases¦Water heating | PJ/yr. | 8.4493 | 6.8631 | 11.9535 | 11.9057 | 12.8199 | 12.857 | 12.6619 | 12.7856 | 12.2511 | 11.5101 | 11.9298 | 10.173
| SPS1 | CH | Fuel consumption in Residential sector¦Gas¦Fossil gases¦Water heating¦Gas boiler | PJ/yr. | 8.4493 | 6.8631 | 11.951 | 11.9029 | 12.5321 | 12.1381 | 11.7007 | 11.2629 | 10.623 | 9.8156 | 9.577 | 7.7914
| SPS1 | CH | Fuel consumption in Residential sector¦Gas¦Fossil gases¦Water heating¦Heat pump gas | PJ/yr. | 0 | 0 | 0.0024693 | 0.002819 | 0.28782 | 0.7189 | 0.96123 | 1.5226 | 1.6281 | 1.6944 | 2.3527 | 2.3817
| SPS1 | CH | Fuel consumption in Residential sector¦Gas¦Synthetic gases¦Water heating | PJ/yr. | 0.057917 | 0.00029131 | 0.00047575 | 0.00044536 | 0.00046019 | 0.00046797 | 0.0004709 | 0.00047427 | 0.00047575 | 0.00047499 | 0.00048064 | 0.0005262
| SPS1 | CH | Fuel consumption in Residential sector¦Gas¦Synthetic gases¦Water heating¦Gas boiler | PJ/yr. | 0.057917 | 0.00029131 | 0.00047565 | 0.00044525 | 0.00044986 | 0.0004418 | 0.00043515 | 0.00041779 | 0.00041253 | 0.00040507 | 0.00038585 | 0.00040301
| SPS1 | CH | Fuel consumption in Residential sector¦Gas¦Synthetic gases¦Water heating¦Heat pump gas | PJ/yr. | 0 | 0 | 9.8279e-08 | 1.0545e-07 | 1.0332e-05 | 2.6167e-05 | 3.5749e-05 | 5.6481e-05 | 6.3223e-05 | 6.9926e-05 | 9.4789e-05 | 0.00012319
| SPS1 | CH | Fuel consumption in Residential sector¦Coal | PJ/yr. | 0.1 | 0.1 | 0.0033811 | 0.0028441 | 0.0011564 | 0 | 0 | 0 | 0 | 0 | 0 | 0
| SPS1 | CH | Fuel consumption in Residential sector¦Coal¦Space heating | PJ/yr. | 0.1 | 0.1 | 0.0033811 | 0.0028441 | 0.0011564 | 0 | 0 | 0 | 0 | 0 | 0 | 0
| SPS1 | CH | Fuel consumption in Residential sector¦Coal¦Space heating¦Coal boiler | PJ/yr. | 0.1 | 0.1 | 0.0033811 | 0.0028441 | 0.0011564 | 0 | 0 | 0 | 0 | 0 | 0 | 0
| SPS1 | CH | Fuel consumption in Residential sector¦Coal¦Water heating | PJ/yr. | 0 | 0 | 0 | 0 | 0 | 0 | 0 | 0 | 0 | 0 | 0 | 0
| SPS1 | CH | Fuel consumption in Residential sector¦Coal¦Water heating¦Coal boiler | PJ/yr. | 0 | 0 | 0 | 0 | 0 | 0 | 0 | 0 | 0 | 0 | 0 | 0
| SPS1 | CH | Fuel consumption in Residential sector¦Wood | PJ/yr. | 13.723 | 13.9242 | 11.2201 | 9.5674 | 8.8869 | 7.7987 | 6.7237 | 5.6979 | 5.4002 | 4.5709 | 4.2644 | 2.6648
| SPS1 | CH | Fuel consumption in Residential sector¦Wood¦Space heating | PJ/yr. | 12.682 | 12.7297 | 10.5995 | 9.0383 | 8.3955 | 7.3674 | 6.3519 | 5.3827 | 5.1016 | 4.318 | 4.0285 | 2.5169
| SPS1 | CH | Fuel consumption in Residential sector¦Wood¦Space heating¦Wood boiler | PJ/yr. | 12.682 | 12.7297 | 10.5995 | 9.0383 | 8.3955 | 7.3674 | 6.3519 | 5.3827 | 5.1016 | 4.318 | 4.0285 | 2.5169
| SPS1 | CH | Fuel consumption in Residential sector¦Wood¦Water heating | PJ/yr. | 1.0409 | 1.1945 | 0.62061 | 0.52908 | 0.49143 | 0.43125 | 0.37183 | 0.31513 | 0.29866 | 0.25294 | 0.23591 | 0.14788
| SPS1 | CH | Fuel consumption in Residential sector¦Wood¦Water heating¦Wood boiler | PJ/yr. | 1.0409 | 1.1945 | 0.62061 | 0.52908 | 0.49143 | 0.43125 | 0.37183 | 0.31513 | 0.29866 | 0.25294 | 0.23591 | 0.14788
| SPS1 | CH | Fuel consumption in Residential sector¦Pellets | PJ/yr. | 3.2682 | 3.832 | 3.7277 | 3.8814 | 4.0165 | 4.1174 | 4.1978 | 4.2633 | 4.313 | 4.3573 | 4.3574 | 4.3577
| SPS1 | CH | Fuel consumption in Residential sector¦Pellets¦Space heating | PJ/yr. | 2.9965 | 3.5202 | 3.5216 | 3.6668 | 3.7944 | 3.8897 | 3.9657 | 4.0275 | 4.0745 | 4.1163 | 4.1164 | 4.1166
| SPS1 | CH | Fuel consumption in Residential sector¦Pellets¦Space heating¦Pellets boiler | PJ/yr. | 2.9965 | 3.5202 | 3.5216 | 3.6668 | 3.7944 | 3.8897 | 3.9657 | 4.0275 | 4.0745 | 4.1163 | 4.1164 | 4.1166
| SPS1 | CH | Fuel consumption in Residential sector¦Pellets¦Water heating | PJ/yr. | 0.27167 | 0.31174 | 0.20614 | 0.21464 | 0.22211 | 0.22769 | 0.23214 | 0.23577 | 0.23852 | 0.24099 | 0.24098 | 0.24108
| SPS1 | CH | Fuel consumption in Residential sector¦Pellets¦Water heating¦Pellets boiler | PJ/yr. | 0.27167 | 0.31174 | 0.20614 | 0.21464 | 0.22211 | 0.22769 | 0.23214 | 0.23577 | 0.23852 | 0.24099 | 0.24098 | 0.24108
| SPS1 | CH | Fuel consumption in Residential sector¦Solar | PJ/yr. | 2.5068 | 2.928 | 2.8842 | 2.4405 | 2.0237 | 1.9748 | 1.9736 | 1.8609 | 1.8205 | 1.7363 | 1.7271 | 1.4545
| SPS1 | CH | Fuel consumption in Residential sector¦Solar¦Space heating | PJ/yr. | 0.78534 | 0.94128 | 0.94233 | 0.94223 | 0.89042 | 0.86889 | 0.86838 | 0.8188 | 0.80101 | 0.76397 | 0.75991 | 0.63994
| SPS1 | CH | Fuel consumption in Residential sector¦Solar¦Space heating¦Solar thermal | PJ/yr. | 0.78534 | 0.94128 | 0.94233 | 0.94223 | 0.89042 | 0.86889 | 0.86838 | 0.8188 | 0.80101 | 0.76397 | 0.75991 | 0.63994
| SPS1 | CH | Fuel consumption in Residential sector¦Solar¦Water heating | PJ/yr. | 1.7215 | 1.9867 | 1.9419 | 1.4983 | 1.1333 | 1.1059 | 1.1052 | 1.0421 | 1.0195 | 0.97234 | 0.96717 | 0.81453
| SPS1 | CH | Fuel consumption in Residential sector¦Solar¦Water heating¦Solar thermal | PJ/yr. | 1.7215 | 1.9867 | 1.9419 | 1.4983 | 1.1333 | 1.1059 | 1.1052 | 1.0421 | 1.0195 | 0.97234 | 0.96717 | 0.81453
| SPS1 | CH | Fuel consumption in Residential sector¦Hydrogen | PJ/yr. | 0 | 0 | 0 | 0.0016002 | 0.0041502 | 0.0047955 | 0.0054307 | 0.016652 | 0.015312 | 0.098077 | 0.13332 | 0.12511
| SPS1 | CH | Fuel consumption in Residential sector¦Hydrogen¦From gas grid (mixed with methane) | PJ/yr. | 0 | 0 | 0 | 0.0016002 | 0.0041502 | 0.0047955 | 0.0054307 | 0.016652 | 0.015312 | 0.098077 | 0.13332 | 0.12511
| SPS1 | CH | Fuel consumption in Residential sector¦Hydrogen¦From hydrogen grid | PJ/yr. | 0 | 0 | 0 | 0 | 0 | 0 | 0 | 0 | 0 | 0 | 0 | 0
| SPS1 | CH | Fuel consumption in Residential sector¦Hydrogen¦From hydrogen grid¦Space heating | PJ/yr. | 0 | 0 | 0 | 0 | 0 | 0 | 0 | 0 | 0 | 0 | 0 | 0
| SPS1 | CH | Fuel consumption in Residential sector¦Hydrogen¦From hydrogen grid¦Space heating¦Hydrogen boiler | PJ/yr. | 0 | 0 | 0 | 0 | 0 | 0 | 0 | 0 | 0 | 0 | 0 | 0
| SPS1 | CH | Fuel consumption in Residential sector¦Hydrogen¦From hydrogen grid¦Water heating | PJ/yr. | 0 | 0 | 0 | 0 | 0 | 0 | 0 | 0 | 0 | 0 | 0 | 0
| SPS1 | CH | Fuel consumption in Residential sector¦Hydrogen¦From hydrogen grid¦Water heating¦Hydrogen boiler | PJ/yr. | 0 | 0 | 0 | 0 | 0 | 0 | 0 | 0 | 0 | 0 | 0 | 0
| SPS1 | CH | Fuel consumption in Residential sector¦Heat | PJ/yr. | 5.7295 | 9.6725 | 10.263 | 10.2813 | 10.2829 | 11.2959 | 10.6479 | 11.3197 | 11.2962 | 11.0304 | 11.1556 | 10.1856
| SPS1 | CH | Fuel consumption in Residential sector¦Heat¦On-site CHPs | PJ/yr. | 0.098094 | 0.043807 | 0.19931 | 1.346 | 1.4149 | 1.5886 | 1.4612 | 1.6151 | 1.5884 | 1.5802 | 1.5886 | 1.5594
| SPS1 | CH | Fuel consumption in Residential sector¦Heat¦On-site CHPs¦Residential sector CHPs gas | PJ/yr. | 0.098094 | 0.043807 | 0.19931 | 1.3256 | 1.3847 | 1.5595 | 1.4338 | 1.5457 | 1.5217 | 1.5074 | 1.5245 | 1.4418
| SPS1 | CH | Fuel consumption in Residential sector¦Heat¦On-site CHPs¦Residential sector CHPs fuel cells (gas reformer) | PJ/yr. | 0 | 0 | 0 | 0 | 0 | 0 | 0 | 0 | 0 | 0 | 0 | 0
| SPS1 | CH | Fuel consumption in Residential sector¦Heat¦On-site CHPs¦Residential sector CHPs wood | PJ/yr. | 0 | 0 | 0 | 0.020396 | 0.030198 | 0.029151 | 0.027407 | 0.069391 | 0.066747 | 0.072843 | 0.064064 | 0.11763
| SPS1 | CH | Fuel consumption in Residential sector¦Heat¦District heating | PJ/yr. | 5.6315 | 9.6287 | 10.0637 | 8.9353 | 8.8679 | 9.7072 | 9.1866 | 9.7046 | 9.7077 | 9.4502 | 9.567 | 8.6261
| SPS1 | CH | Fuel consumption in Residential sector¦Ambient heat | PJ/yr. | 15.195 | 18.0725 | 20.4829 | 23.0209 | 29.3264 | 31.4328 | 32.7961 | 35.2619 | 37.0593 | 37.3936 | 39.1201 | 40.0683
| SPS1 | CH | Fuel consumption in Residential sector¦Ambient heat¦Space heating | PJ/yr. | 13.104 | 15.7235 | 17.2766 | 19.1244 | 23.974 | 25.4869 | 26.3507 | 28.2148 | 28.5432 | 28.7503 | 30.8866 | 30.8944
| SPS1 | CH | Fuel consumption in Residential sector¦Ambient heat¦Space heating¦Heat pump electric | PJ/yr. | 13.104 | 15.7235 | 17.2661 | 19.1132 | 22.6275 | 22.9049 | 23.1282 | 23.4686 | 23.4687 | 23.4688 | 23.4703 | 23.4706
| SPS1 | CH | Fuel consumption in Residential sector¦Ambient heat¦Space heating¦Heat pump gas | PJ/yr. | 0 | 0 | 0.010456 | 0.011218 | 1.3464 | 2.5819 | 3.2225 | 4.7462 | 5.0745 | 5.2815 | 7.4163 | 7.4238
| SPS1 | CH | Fuel consumption in Residential sector¦Ambient heat¦Water heating | PJ/yr. | 2.091 | 2.349 | 3.2064 | 3.8966 | 5.3524 | 5.946 | 6.4454 | 7.047 | 8.5161 | 8.6432 | 8.2334 | 9.1739
| SPS1 | CH | Fuel consumption in Residential sector¦Ambient heat¦Water heating¦Heat pump electric | PJ/yr. | 2.091 | 2.349 | 3.2046 | 3.8945 | 5.1343 | 5.3665 | 5.6389 | 5.7193 | 7.0964 | 7.1656 | 6.1818 | 7.097
| SPS1 | CH | Fuel consumption in Residential sector¦Ambient heat¦Water heating¦Heat pump gas | PJ/yr. | 0 | 0 | 0.0017311 | 0.0020016 | 0.21817 | 0.57946 | 0.8065 | 1.3278 | 1.4197 | 1.4776 | 2.0517 | 2.0769
| SPS1 | CH | Space and water heat production in Residential sector | PJ/yr. | 156.2371 | 162.1425 | 162.1015 | 161.8394 | 161.7214 | 159.1949 | 155.5068 | 151.8353 | 146.9192 | 140.3459 | 137.7215 | 120.4512
| SPS1 | CH | Space and water heat production in Residential sector¦Space heating | PJ/yr. | 129.2588 | 136.2123 | 136.1432 | 136.2412 | 136.0094 | 133.6047 | 130.1175 | 126.6817 | 121.4651 | 115.3566 | 113.1908 | 96.3495
| SPS1 | CH | Space and water heat production in Residential sector¦Space heating¦Electricty | PJ/yr. | 27.9683 | 30.4 | 33.2456 | 32.8641 | 36.7521 | 36.0843 | 34.8822 | 34.0509 | 32.2455 | 32.2335 | 32.1286 | 32.0258
| SPS1 | CH | Space and water heat production in Residential sector¦Space heating¦Electricty¦Electric boiler | PJ/yr. | 8.908 | 7.6986 | 8.5798 | 6.0023 | 5.3655 | 4.6961 | 3.4938 | 2.4897 | 0.6842 | 0.672 | 0.56504 | 0.46192
| SPS1 | CH | Space and water heat production in Residential sector¦Space heating¦Electricty¦Heat pump electric | PJ/yr. | 19.0603 | 22.7014 | 24.6659 | 26.8617 | 31.3866 | 31.3882 | 31.3883 | 31.5612 | 31.5613 | 31.5615 | 31.5636 | 31.5639
| SPS1 | CH | Space and water heat production in Residential sector¦Space heating¦Oil | PJ/yr. | 45.1244 | 38.5666 | 38.6418 | 38.6116 | 32.2478 | 30.1167 | 29.0837 | 25.1655 | 23.3523 | 19.9069 | 14.8545 | 5.6228
| SPS1 | CH | Space and water heat production in Residential sector¦Space heating¦Oil¦Light fuel oil boiler | PJ/yr. | 45.1244 | 38.5666 | 38.6418 | 38.6116 | 32.2478 | 30.1167 | 29.0837 | 25.1655 | 23.3523 | 19.9069 | 14.8545 | 5.6228
| SPS1 | CH | Space and water heat production in Residential sector¦Space heating¦Gas | PJ/yr. | 36.5699 | 39.2824 | 37.2841 | 38.7625 | 41.3965 | 41.6346 | 41.5729 | 43.0329 | 41.631 | 39.7603 | 42.8618 | 37.3493
| SPS1 | CH | Space and water heat production in Residential sector¦Space heating¦Gas¦Gas boiler | PJ/yr. | 36.5699 | 39.2824 | 37.2632 | 38.7409 | 38.8793 | 36.9363 | 35.8328 | 34.7447 | 32.7694 | 30.5373 | 29.9109 | 24.3854
| SPS1 | CH | Space and water heat production in Residential sector¦Space heating¦Gas¦Heat pump gas | PJ/yr. | 0 | 0 | 0.020912 | 0.021606 | 2.5173 | 4.6983 | 5.74 | 8.2882 | 8.8615 | 9.223 | 12.9509 | 12.9639
| SPS1 | CH | Space and water heat production in Residential sector¦Space heating¦Coal | PJ/yr. | 0.072001 | 0.072001 | 0.0024344 | 0.0020478 | 0.00083261 | 0 | 0 | 0 | 0 | 0 | 0 | 0
| SPS1 | CH | Space and water heat production in Residential sector¦Space heating¦Coal¦Coal boiler | PJ/yr. | 0.072001 | 0.072001 | 0.0024344 | 0.0020478 | 0.00083261 | 0 | 0 | 0 | 0 | 0 | 0 | 0
| SPS1 | CH | Space and water heat production in Residential sector¦Space heating¦Heat | PJ/yr. | 3.9789 | 7.6992 | 8.3091 | 8.3335 | 8.3445 | 9.177 | 8.6506 | 9.1963 | 9.1772 | 8.9614 | 9.0631 | 8.275
| SPS1 | CH | Space and water heat production in Residential sector¦Space heating¦Heat¦On-site CHPs | PJ/yr. | 0.074258 | 0.0061858 | 0.17813 | 1.2797 | 1.3142 | 1.3395 | 1.3467 | 1.3584 | 1.3584 | 1.3602 | 1.3636 | 1.3683
| SPS1 | CH | Space and water heat production in Residential sector¦Space heating¦Heat¦On-site CHPs¦Residential sector CHPs gas | PJ/yr. | 0.074258 | 0.0061858 | 0.17813 | 1.2603 | 1.2862 | 1.3149 | 1.3215 | 1.3001 | 1.3014 | 1.2975 | 1.3086 | 1.265
| SPS1 | CH | Space and water heat production in Residential sector¦Space heating¦Heat¦On-site CHPs¦Residential sector CHPs fuel cells (gas reformer) | PJ/yr. | 0 | 0 | 0 | 0 | 0 | 0 | 0 | 0 | 0 | 0 | 0 | 0
| SPS1 | CH | Space and water heat production in Residential sector¦Space heating¦Heat¦On-site CHPs¦Residential sector CHPs wood | PJ/yr. | 0 | 0 | 0 | 0.019392 | 0.028049 | 0.024579 | 0.02526 | 0.058364 | 0.057082 | 0.062701 | 0.054992 | 0.10321
| SPS1 | CH | Space and water heat production in Residential sector¦Space heating¦Heat¦District heating | PJ/yr. | 3.9047 | 7.693 | 8.1309 | 7.0538 | 7.0302 | 7.8375 | 7.3038 | 7.8379 | 7.8188 | 7.6011 | 7.6994 | 6.9067
| SPS1 | CH | Space and water heat production in Residential sector¦Space heating¦Wood | PJ/yr. | 9.1311 | 9.1654 | 7.6316 | 6.5076 | 6.0448 | 5.3045 | 4.5734 | 3.8756 | 3.6731 | 3.109 | 2.9005 | 1.8122
| SPS1 | CH | Space and water heat production in Residential sector¦Space heating¦Wood¦Wood boiler | PJ/yr. | 9.1311 | 9.1654 | 7.6316 | 6.5076 | 6.0448 | 5.3045 | 4.5734 | 3.8756 | 3.6731 | 3.109 | 2.9005 | 1.8122
| SPS1 | CH | Space and water heat production in Residential sector¦Space heating¦Pellets | PJ/yr. | 2.6969 | 3.1682 | 3.1694 | 3.3001 | 3.4149 | 3.5008 | 3.5691 | 3.6248 | 3.6671 | 3.7047 | 3.7047 | 3.7049
| SPS1 | CH | Space and water heat production in Residential sector¦Space heating¦Pellets¦Pellets boiler | PJ/yr. | 2.6969 | 3.1682 | 3.1694 | 3.3001 | 3.4149 | 3.5008 | 3.5691 | 3.6248 | 3.6671 | 3.7047 | 3.7047 | 3.7049
| SPS1 | CH | Space and water heat production in Residential sector¦Space heating¦Solar | PJ/yr. | 0.78534 | 0.94128 | 0.94233 | 0.94223 | 0.89042 | 0.86889 | 0.86838 | 0.8188 | 0.80101 | 0.76397 | 0.75991 | 0.63994
| SPS1 | CH | Space and water heat production in Residential sector¦Space heating¦Solar¦Solar thermal | PJ/yr. | 0.78534 | 0.94128 | 0.94233 | 0.94223 | 0.89042 | 0.86889 | 0.86838 | 0.8188 | 0.80101 | 0.76397 | 0.75991 | 0.63994
| SPS1 | CH | Space and water heat production in Residential sector¦Space heating¦Hydrogen | PJ/yr. | 0 | 0 | 0 | 0 | 0 | 0 | 0 | 0 | 0 | 0 | 0 | 0
| SPS1 | CH | Space and water heat production in Residential sector¦Space heating¦Hydrogen¦Hydrogen boiler | PJ/yr. | 0 | 0 | 0 | 0 | 0 | 0 | 0 | 0 | 0 | 0 | 0 | 0
| SPS1 | CH | Space and water heat production in Residential sector¦Space heating¦Energy savings | PJ/yr. | 2.932 | 6.9173 | 6.9168 | 6.9176 | 6.9176 | 6.9178 | 6.9174 | 6.9169 | 6.9179 | 6.917 | 6.9177 | 6.9196
| SPS1 | CH | Space and water heat production in Residential sector¦Water heating | PJ/yr. | 26.9783 | 25.9302 | 25.9582 | 25.5982 | 25.712 | 25.5902 | 25.3893 | 25.1536 | 25.4541 | 24.9893 | 24.5307 | 24.1016
| SPS1 | CH | Space and water heat production in Residential sector¦Water heating¦Electricty | PJ/yr. | 9.8846 | 10.6042 | 11.8671 | 11.139 | 11.8951 | 11.6254 | 11.3611 | 10.3198 | 10.9666 | 11.0592 | 9.5295 | 10.7977
| SPS1 | CH | Space and water heat production in Residential sector¦Water heating¦Electricty¦Electric boiler | PJ/yr. | 6.6447 | 6.9687 | 6.9161 | 5.1393 | 4.1005 | 3.589 | 2.9915 | 1.9028 | 0.5229 | 0.51358 | 0.43184 | 0.35312
| SPS1 | CH | Space and water heat production in Residential sector¦Water heating¦Electricty¦Heat pump electric | PJ/yr. | 3.2399 | 3.6355 | 4.951 | 5.9997 | 7.7945 | 8.0364 | 8.3696 | 8.417 | 10.4437 | 10.5456 | 9.0977 | 10.4446
| SPS1 | CH | Space and water heat production in Residential sector¦Water heating¦Oil | PJ/yr. | 6.9845 | 5.9088 | 1.1735 | 1.937 | 0.55909 | 0.0087056 | 0.0087321 | 0.0082895 | 0.010082 | 0.014148 | 0.011551 | 0.029188
| SPS1 | CH | Space and water heat production in Residential sector¦Water heating¦Oil¦Light fuel oil boiler | PJ/yr. | 6.9845 | 5.9088 | 1.1735 | 1.937 | 0.55909 | 0.0087056 | 0.0087321 | 0.0082895 | 0.010082 | 0.014148 | 0.011551 | 0.029188
| SPS1 | CH | Space and water heat production in Residential sector¦Water heating¦Gas | PJ/yr. | 6.3804 | 5.175 | 9.0873 | 9.1716 | 10.2846 | 10.8917 | 11.0745 | 11.8745 | 11.5589 | 11.1034 | 12.1731 | 10.7922
| SPS1 | CH | Space and water heat production in Residential sector¦Water heating¦Gas¦Gas boiler | PJ/yr. | 6.3804 | 5.175 | 9.0831 | 9.1668 | 9.7786 | 9.5933 | 9.3067 | 9.024 | 8.511 | 7.9313 | 7.7686 | 6.3335
| SPS1 | CH | Space and water heat production in Residential sector¦Water heating¦Gas¦Heat pump gas | PJ/yr. | 0 | 0 | 0.0042005 | 0.0048207 | 0.506 | 1.2984 | 1.7678 | 2.8505 | 3.0478 | 3.1721 | 4.4045 | 4.4587
| SPS1 | CH | Space and water heat production in Residential sector¦Water heating¦Coal | PJ/yr. | 0 | 0 | 0 | 0 | 0 | 0 | 0 | 0 | 0 | 0 | 0 | 0
| SPS1 | CH | Space and water heat production in Residential sector¦Water heating¦Coal¦Coal boiler | PJ/yr. | 0 | 0 | 0 | 0 | 0 | 0 | 0 | 0 | 0 | 0 | 0 | 0
| SPS1 | CH | Space and water heat production in Residential sector¦Water heating¦Heat | PJ/yr. | 1.317 | 1.4634 | 1.4493 | 1.4536 | 1.4555 | 1.6007 | 1.5089 | 1.604 | 1.6007 | 1.5631 | 1.5808 | 1.4433
| SPS1 | CH | Space and water heat production in Residential sector¦Water heating¦Heat¦On-site CHPs | PJ/yr. | 0.02458 | 0.0011757 | 0.03107 | 0.22321 | 0.22923 | 0.23364 | 0.2349 | 0.23694 | 0.23694 | 0.23725 | 0.23785 | 0.23865
| SPS1 | CH | Space and water heat production in Residential sector¦Water heating¦Heat¦On-site CHPs¦Residential sector CHPs gas | PJ/yr. | 0.02458 | 0.0011757 | 0.03107 | 0.21982 | 0.22434 | 0.22935 | 0.2305 | 0.22676 | 0.22698 | 0.22632 | 0.22826 | 0.22065
| SPS1 | CH | Space and water heat production in Residential sector¦Water heating¦Heat¦On-site CHPs¦Residential sector CHPs fuel cells (gas reformer) | PJ/yr. | 0 | 0 | 0 | 0 | 0 | 0 | 0 | 0 | 0 | 0 | 0 | 0
| SPS1 | CH | Space and water heat production in Residential sector¦Water heating¦Heat¦On-site CHPs¦Residential sector CHPs wood | PJ/yr. | 0 | 0 | 0 | 0.0033823 | 0.0048923 | 0.0042872 | 0.0044059 | 0.01018 | 0.0099564 | 0.010936 | 0.0095918 | 0.018003
| SPS1 | CH | Space and water heat production in Residential sector¦Water heating¦Heat¦District heating | PJ/yr. | 1.2925 | 1.4622 | 1.4182 | 1.2303 | 1.2262 | 1.367 | 1.2739 | 1.3671 | 1.3638 | 1.3258 | 1.343 | 1.2047
| SPS1 | CH | Space and water heat production in Residential sector¦Water heating¦Wood | PJ/yr. | 0.52047 | 0.59724 | 0.3103 | 0.26454 | 0.24572 | 0.21563 | 0.18592 | 0.15756 | 0.14933 | 0.12647 | 0.11795 | 0.073942
| SPS1 | CH | Space and water heat production in Residential sector¦Water heating¦Wood¦Wood boiler | PJ/yr. | 0.52047 | 0.59724 | 0.3103 | 0.26454 | 0.24572 | 0.21563 | 0.18592 | 0.15756 | 0.14933 | 0.12647 | 0.11795 | 0.073942
| SPS1 | CH | Space and water heat production in Residential sector¦Water heating¦Pellets | PJ/yr. | 0.16979 | 0.19484 | 0.12884 | 0.13415 | 0.13882 | 0.14231 | 0.14509 | 0.14736 | 0.14907 | 0.15062 | 0.15061 | 0.15067
| SPS1 | CH | Space and water heat production in Residential sector¦Water heating¦Pellets¦Pellets boiler | PJ/yr. | 0.16979 | 0.19484 | 0.12884 | 0.13415 | 0.13882 | 0.14231 | 0.14509 | 0.14736 | 0.14907 | 0.15062 | 0.15061 | 0.15067
| SPS1 | CH | Space and water heat production in Residential sector¦Water heating¦Solar | PJ/yr. | 1.7215 | 1.9867 | 1.9419 | 1.4983 | 1.1333 | 1.1059 | 1.1052 | 1.0421 | 1.0195 | 0.97234 | 0.96717 | 0.81453
| SPS1 | CH | Space and water heat production in Residential sector¦Water heating¦Solar¦Solar thermal | PJ/yr. | 1.7215 | 1.9867 | 1.9419 | 1.4983 | 1.1333 | 1.1059 | 1.1052 | 1.0421 | 1.0195 | 0.97234 | 0.96717 | 0.81453
| SPS1 | CH | Space and water heat production in Residential sector¦Water heating¦Hydrogen | PJ/yr. | 0 | 0 | 0 | 0 | 0 | 0 | 0 | 0 | 0 | 0 | 0 | 0
| SPS1 | CH | Space and water heat production in Residential sector¦Water heating¦Hydrogen¦Hydrogen boiler | PJ/yr. | 0 | 0 | 0 | 0 | 0 | 0 | 0 | 0 | 0 | 0 | 0 | 0
| SPS1 | CH | Space and water heat production in Residential sector¦Water heating¦Energy savings | PJ/yr. | 0 | 0 | 0 | 0 | 0 | 0 | 0 | 0 | 0 | 0 | 0 | 0
| SPS1 | CH | Efficiency in Residential sector | % | bar: 2020 to 2070
| SPS1 | CH | Efficiency in Residential sector¦Space heating¦Electricty¦Electric boiler | % | 95% | 95% | 95% | 95% | 95% | 95% | 95% | 95% | 95% | 95% | 95% | 95%
| SPS1 | CH | Efficiency in Residential sector¦Space heating¦Electricty¦Heat pump electric | % | 320% | 325.3% | 333.3% | 346.7% | 358.3% | 370% | 380% | 390% | 390% | 390% | 390% | 390%
| SPS1 | CH | Efficiency in Residential sector¦Space heating¦Oil¦Light fuel oil boiler | % | 89.58% | 89.58% | 89.58% | 89.58% | 89.58% | 89.58% | 89.58% | 89.58% | 89.58% | 89.58% | 89.58% | 89.58%
| SPS1 | CH | Efficiency in Residential sector¦Space heating¦Gas¦Gas boiler | % | 95% | 95% | 95% | 95% | 95% | 95% | 95% | 95% | 95% | 95% | 95% | 95%
| SPS1 | CH | Efficiency in Residential sector¦Space heating¦Gas¦Heat pump gas | % | - | - | 200% | 208% | 215% | 222% | 228% | 234% | 234% | 234% | 234% | 234%
| SPS1 | CH | Efficiency in Residential sector¦Space heating¦Coal¦Coal boiler | % | 72% | 72% | 72% | 72% | 72% | - | - | - | - | - | - | -
| SPS1 | CH | Efficiency in Residential sector¦Space heating¦Heat¦On-site CHPs¦Residential sector CHPs gas | % | 99% | 99% | 99% | 99% | 99% | 99% | 99% | 99% | 99% | 99% | 99% | 99%
| SPS1 | CH | Efficiency in Residential sector¦Space heating¦Heat¦On-site CHPs¦Residential sector CHPs fuel cells (gas reformer) | % | 99% | 99% | 99% | 99% | 99% | 99% | 99% | 99% | 99% | 99% | 99% | 99%
| SPS1 | CH | Efficiency in Residential sector¦Space heating¦Heat¦On-site CHPs¦Residential sector CHPs wood | % | 99% | 99% | 99% | 99% | 99% | 99% | 99% | 99% | 99% | 99% | 99% | 99%
| SPS1 | CH | Efficiency in Residential sector¦Space heating¦Heat¦District heating | % | 99% | 99% | 99% | 99% | 99% | 99% | 99% | 99% | 99% | 99% | 99% | 99%
| SPS1 | CH | Efficiency in Residential sector¦Space heating¦Wood¦Wood boiler | % | 72% | 72% | 72% | 72% | 72% | 72% | 72% | 72% | 72% | 72% | 72% | 72%
| SPS1 | CH | Efficiency in Residential sector¦Space heating¦Pellets¦Pellets boiler | % | 90% | 90% | 90% | 90% | 90% | 90% | 90% | 90% | 90% | 90% | 90% | 90%
| SPS1 | CH | Efficiency in Residential sector¦Space heating¦Solar¦Solar thermal | % | 100% | 100% | 100% | 100% | 100% | 100% | 100% | 100% | 100% | 100% | 100% | 100%
| SPS1 | CH | Efficiency in Residential sector¦Space heating¦Hydrogen¦Hydrogen boiler | % | bar: 2020 to 2070
| SPS1 | CH | Efficiency in Residential sector¦Water heating¦Electricty¦Electric boiler | % | 79% | 79.2% | 79.5% | 80% | 80.5% | 81% | 81.5% | 82% | 82% | 82% | 82% | 82%
| SPS1 | CH | Efficiency in Residential sector¦Water heating¦Electricty¦Heat pump electric | % | 282% | 282.6% | 283.5% | 285% | 293% | 301% | 306.5% | 312% | 312% | 312% | 312% | 312%
| SPS1 | CH | Efficiency in Residential sector¦Water heating¦Oil¦Light fuel oil boiler | % | 70.83% | 71.46% | 72.4% | 73.96% | 74.74% | 75.52% | 75.52% | 75.52% | 75.52% | 75.52% | 75.52% | 75.52%
| SPS1 | CH | Efficiency in Residential sector¦Water heating¦Gas¦Gas boiler | % | 75% | 75.4% | 76% | 77.01% | 78.03% | 79.03% | 79.54% | 80.12% | 80.12% | 80.8% | 81.11% | 81.28%
| SPS1 | CH | Efficiency in Residential sector¦Water heating¦Gas¦Heat pump gas | % | - | - | 170.1% | 171% | 175.8% | 180.6% | 183.9% | 187.2% | 187.2% | 187.2% | 187.2% | 187.2%
| SPS1 | CH | Efficiency in Residential sector¦Water heating¦Heat¦On-site CHPs¦Residential sector CHPs gas | % | 77% | 77.5% | 78% | 79% | 79% | 79% | 79% | 79% | 79% | 79% | 79% | 79%
| SPS1 | CH | Efficiency in Residential sector¦Water heating¦Heat¦On-site CHPs¦Residential sector CHPs fuel cells (gas reformer) | % | 77% | 77.5% | 78% | 79% | 79% | 79% | 79% | 79% | 79% | 79% | 79% | 79%
| SPS1 | CH | Efficiency in Residential sector¦Water heating¦Heat¦On-site CHPs¦Residential sector CHPs wood | % | 77% | 77.5% | 78% | 79% | 79% | 79% | 79% | 79% | 79% | 79% | 79% | 79%
| SPS1 | CH | Efficiency in Residential sector¦Water heating¦Heat¦District heating | % | 77% | 77.5% | 78% | 79% | 79% | 79% | 79% | 79% | 79% | 79% | 79% | 79%
| SPS1 | CH | Efficiency in Residential sector¦Water heating¦Wood¦Wood boiler | % | 50% | 50% | 50% | 50% | 50% | 50% | 50% | 50% | 50% | 50% | 50% | 50%
| SPS1 | CH | Efficiency in Residential sector¦Water heating¦Pellets¦Pellets boiler | % | 62.5% | 62.5% | 62.5% | 62.5% | 62.5% | 62.5% | 62.5% | 62.5% | 62.5% | 62.5% | 62.5% | 62.5%
| SPS1 | CH | Efficiency in Residential sector¦Water heating¦Solar¦Solar thermal | % | 100% | 100% | 100% | 100% | 100% | 100% | 100% | 100% | 100% | 100% | 100% | 100%
| SPS1 | CH | Efficiency in Residential sector¦Water heating¦Hydrogen¦Hydrogen boiler | % | bar: 2020 to 2070
| SPS1 | CH | Fuel consumption in cars | PJ/yr. | 139.1567 | 135.6672 | 131.0132 | 102.4532 | 80.3891 | 75.1174 | 66.7969 | 60.4777 | 57.395 | 54.2774 | 51.8776 | 50.9209
| SPS1 | CH | Fuel consumption in cars¦Electricity | PJ/yr. | 0.73835 | 1.5809 | 4.2311 | 14.3368 | 23.4474 | 24.8314 | 24.55 | 24.41 | 25.3334 | 25.3583 | 25.2395 | 25.4743
| SPS1 | CH | Fuel consumption in cars¦Electricity¦Existing battery electric cars | PJ/yr. | 0.46789 | 0.37686 | 0.26216 | 0.11309 | 0 | 0 | 0 | 0 | 0 | 0 | 0 | 0
| SPS1 | CH | Fuel consumption in cars¦Electricity¦New battery electric cars (<60kW) | PJ/yr. | 0.0077684 | 0.020873 | 0.015639 | 0.014226 | 0.0066505 | 0.15652 | 0.41762 | 0.82744 | 0.85108 | 0.79938 | 0.78922 | 0.70339
| SPS1 | CH | Fuel consumption in cars¦Electricity¦New battery electric cars (60-100 kW) | PJ/yr. | 0.066165 | 0.10385 | 1.9262 | 6.8398 | 11.0162 | 11.34 | 10.9078 | 10.3667 | 9.9444 | 9.3566 | 8.7161 | 8.4975
| SPS1 | CH | Fuel consumption in cars¦Electricity¦New battery electric cars (100-140 kW) | PJ/yr. | 0.04573 | 0.09551 | 0.10876 | 1.9295 | 5.4228 | 7.4483 | 7.5045 | 6.8893 | 7.5946 | 7.6992 | 8.2016 | 8.3331
| SPS1 | CH | Fuel consumption in cars¦Electricity¦New battery electric cars (>140 kW) | PJ/yr. | 0.14946 | 0.96236 | 1.6165 | 3.0418 | 3.1938 | 1.9511 | 1.8937 | 1.8783 | 1.8965 | 1.9108 | 1.9729 | 2.0219
| SPS1 | CH | Fuel consumption in cars¦Electricity¦New plug-in hybrid gasoline - electricity part (<60 kW) | PJ/yr. | 0 | 4.7396e-05 | 7.5935e-05 | 0.00013123 | 0.00015582 | 0.00021718 | 0.00034795 | 0.00037673 | 0.00075369 | 0.0013878 | 0.0020505 | 0.0029924
| SPS1 | CH | Fuel consumption in cars¦Electricity¦New plug-in hybrid gasoline - electricity part (60-100 kW) | PJ/yr. | 0.0013383 | 0.00088705 | 0.0016421 | 0.0021641 | 0.0022536 | 0.0011444 | 0.0014797 | 0.001355 | 0.0025158 | 0.03749 | 0.084081 | 0.10019
| SPS1 | CH | Fuel consumption in cars¦Electricity¦New plug-in hybrid gasoline - electricity part (100-140 kW) | PJ/yr. | 0 | 0.018249 | 0.078448 | 0.15102 | 0.22808 | 0.17288 | 0.18065 | 0.084925 | 0.18339 | 0.1592 | 0.12254 | 0.033688
| SPS1 | CH | Fuel consumption in cars¦Electricity¦New plug-in hybrid gasoline - electricity part (>140 kW) | PJ/yr. | 0 | 0.00073017 | 0.0017473 | 0.0029966 | 0.0076723 | 0.0035256 | 0.0073414 | 0.006154 | 0.108 | 0.10156 | 0.069586 | 0.35964
| SPS1 | CH | Fuel consumption in cars¦Electricity¦New plug-in hybrid diesel - electricity part (<60 kW) | PJ/yr. | 0 | 4.2925e-05 | 7.4565e-05 | 0.00014884 | 0.00025406 | 0.00059752 | 0.00076133 | 0.0016459 | 0.0012251 | 0.00036101 | 0.00014841 | 7.1679e-05
| SPS1 | CH | Fuel consumption in cars¦Electricity¦New plug-in hybrid diesel - electricity part (60-100 kW) | PJ/yr. | 0 | 5.6228e-05 | 0.00033337 | 0.00057476 | 0.0023187 | 0.0042401 | 0.0048831 | 0.006708 | 0.0044825 | 0.0023545 | 0.00051226 | 0.00014546
| SPS1 | CH | Fuel consumption in cars¦Electricity¦New plug-in hybrid diesel - electricity part (100-140 kW) | PJ/yr. | 0 | 0.0013058 | 0.2187 | 1.1936 | 2.2354 | 1.6666 | 1.5793 | 1.7509 | 0.94175 | 0.47533 | 0.065968 | 0.0001714
| SPS1 | CH | Fuel consumption in cars¦Electricity¦New plug-in hybrid diesel - electricity part (>140 kW) | PJ/yr. | 0 | 0.00017415 | 0.00075157 | 0.0012399 | 0.45057 | 1.1892 | 1.6336 | 1.5229 | 1.4603 | 1.7951 | 2.2955 | 2.238
| SPS1 | CH | Fuel consumption in cars¦Electricity¦Vehicle-to-grid | PJ/yr. | 0 | 0 | 0 | 1.0466 | 0.88136 | 0.89716 | 0.41805 | 1.0732 | 2.3445 | 3.0196 | 2.9193 | 3.1833
| SPS1 | CH | Fuel consumption in cars¦Hydrogen | PJ/yr. | 0.00084772 | 0.0020582 | 0.0019767 | 1.1063e-05 | 1.0501e-05 | 9.4506e-06 | 9.453e-06 | 9.0182e-06 | 8.0725e-06 | 7.9003e-06 | 7.4843e-06 | 1.3143e-05
| SPS1 | CH | Fuel consumption in cars¦Hydrogen¦New fuel cell cars (<60 kW) | PJ/yr. | 0 | 3.459e-05 | 4.6649e-05 | 0 | 4.6727e-07 | 5.8903e-07 | 2.0996e-07 | 1.1656e-07 | 1.088e-07 | 9.6365e-08 | 7.4046e-08 | 6.6376e-07
| SPS1 | CH | Fuel consumption in cars¦Hydrogen¦New fuel cell cars (60-100 kW) | PJ/yr. | 8.3447e-05 | 0.0001221 | 0.00013398 | 2.6269e-06 | 3.0609e-06 | 2.4901e-06 | 2.7088e-06 | 2.5818e-06 | 2.244e-06 | 2.3305e-06 | 2.1443e-06 | 3.8109e-06
| SPS1 | CH | Fuel consumption in cars¦Hydrogen¦New fuel cell cars (100-140 kW) | PJ/yr. | 0.00076428 | 0.0018639 | 0.0017459 | 6.0264e-06 | 4.4035e-06 | 4.1211e-06 | 4.037e-06 | 3.9303e-06 | 3.6753e-06 | 3.3649e-06 | 3.4187e-06 | 5.0933e-06
| SPS1 | CH | Fuel consumption in cars¦Hydrogen¦New fuel cell cars (>140 kW) | PJ/yr. | 0 | 3.7528e-05 | 5.0229e-05 | 2.4093e-06 | 2.5691e-06 | 2.2504e-06 | 2.4972e-06 | 2.3895e-06 | 2.0444e-06 | 2.1085e-06 | 1.8473e-06 | 3.5751e-06
| SPS1 | CH | Fuel consumption in cars¦Motor Gasoline | PJ/yr. | 77.9276 | 74.7477 | 78.4886 | 56.1933 | 41.0577 | 36.2497 | 31.4992 | 27.5689 | 24.899 | 22.4479 | 20.5916 | 19.6313
| SPS1 | CH | Fuel consumption in cars¦Motor Gasoline¦Fossil liquids | PJ/yr. | 73.6617 | 70.6559 | 74.1919 | 52.4829 | 38.5583 | 34.2647 | 29.7743 | 26.0586 | 23.5353 | 21.2176 | 19.4633 | 18.5538
| SPS1 | CH | Fuel consumption in cars¦Motor Gasoline¦Synthetic liquids | PJ/yr. | 4.2659 | 4.0918 | 4.2967 | 3.7104 | 2.4993 | 1.985 | 1.725 | 1.5104 | 1.3637 | 1.2303 | 1.1283 | 1.0774
| SPS1 | CH | Fuel consumption in cars¦Motor Gasoline¦Synthetic liquids¦Bioliquids¦Ethanol | PJ/yr. | 4.2659 | 4.0918 | 4.2967 | 3.7104 | 2.4993 | 1.985 | 1.725 | 1.5104 | 1.3637 | 1.2303 | 1.1283 | 1.0774
| SPS1 | CH | Fuel consumption in cars¦Motor Gasoline¦Synthetic liquids¦PtL¦PtL Gasoline | PJ/yr. | 0 | 0 | 0 | 0 | 0 | 0 | 0 | 0 | 0 | 0 | 0 | 0
| SPS1 | CH | Fuel consumption in cars¦Motor Gasoline¦Total¦Conventional gasoline hybrid existing | PJ/yr. | 1.2541 | 1.2429 | 0.92517 | 0.43896 | 0 | 0 | 0 | 0 | 0 | 0 | 0 | 0
| SPS1 | CH | Fuel consumption in cars¦Motor Gasoline¦Total¦New conventional gasoline hybrid (<60 kW) | PJ/yr. | 0.045548 | 0.053891 | 0.038136 | 0.029699 | 0.2743 | 0.48824 | 0.37924 | 0.15115 | 0.026345 | 0.1264 | 0.43636 | 0.58204
| SPS1 | CH | Fuel consumption in cars¦Motor Gasoline¦Total¦New conventional gasoline hybrid (60-100 kW) | PJ/yr. | 0.13912 | 0.20577 | 0.24351 | 0.19355 | 1.0988 | 0.94631 | 0.67155 | 0.0073811 | 0.0047264 | 0.0066857 | 0.013438 | 0.013436
| SPS1 | CH | Fuel consumption in cars¦Motor Gasoline¦Total¦New conventional gasoline hybrid (100-140 kW) | PJ/yr. | 0.10319 | 1.1199 | 1.0595 | 0.84748 | 0.26944 | 0.0025065 | 0.0028098 | 0.0033727 | 0.0031782 | 0.0035655 | 0.0037387 | 0.0033607
| SPS1 | CH | Fuel consumption in cars¦Motor Gasoline¦Total¦New conventional gasoline hybrid (>140 kW) | PJ/yr. | 0.090583 | 0.13583 | 0.13047 | 0.10863 | 0.018536 | 0.0076896 | 0.01165 | 1.2197 | 1.0319 | 0.8141 | 0.26259 | 0.0096596
| SPS1 | CH | Fuel consumption in cars¦Motor Gasoline¦Total¦Conventional gasoline ICE existing | PJ/yr. | 63.9877 | 54.4081 | 46.941 | 13.1547 | 0 | 0 | 0 | 0 | 0 | 0 | 0 | 0
| SPS1 | CH | Fuel consumption in cars¦Motor Gasoline¦Total¦New conventional gasoline ICE (<60 kW) | PJ/yr. | 0.49708 | 0.55102 | 0.38431 | 0.29297 | 0.018505 | 0.0033947 | 0.0021538 | 0.0014022 | 0.00076824 | 0.0007457 | 0.00083519 | 0.0010595
| SPS1 | CH | Fuel consumption in cars¦Motor Gasoline¦Total¦New conventional gasoline ICE (60-100 kW) | PJ/yr. | 3.7667 | 5.3075 | 5.2617 | 4.1295 | 0.18637 | 0.015614 | 0.0070392 | 0.0035958 | 0.0019186 | 0.0019058 | 0.0021482 | 0.0025934
| SPS1 | CH | Fuel consumption in cars¦Motor Gasoline¦Total¦New conventional gasoline ICE (100-140 kW) | PJ/yr. | 3.7871 | 5.7418 | 7.5432 | 6.2579 | 2.448 | 1.1215 | 0.65512 | 0.031978 | 0.0060874 | 0.0037506 | 0.0044587 | 0.0047335
| SPS1 | CH | Fuel consumption in cars¦Motor Gasoline¦Total¦New conventional gasoline ICE (>140 kW) | PJ/yr. | 3.9117 | 5.2554 | 13.2623 | 25.2191 | 31.7411 | 29.2702 | 25.7113 | 22.5414 | 20.1318 | 17.8788 | 16.3321 | 15.1683
| SPS1 | CH | Fuel consumption in cars¦Motor Gasoline¦Total¦New mild hybrid gasoline (<60 kW) | PJ/yr. | 0 | 0.00074117 | 0.21332 | 0.1981 | 0.14291 | 0.027919 | 0.0014548 | 0.0010843 | 0.00081305 | 0.0011747 | 0.0026094 | 0.0035093
| SPS1 | CH | Fuel consumption in cars¦Motor Gasoline¦Total¦New mild hybrid gasoline (60-100 kW) | PJ/yr. | 0 | 0.0006268 | 0.007495 | 0.0094897 | 0.0084284 | 0.0048361 | 0.0026136 | 0.002047 | 0.0016431 | 0.0022084 | 0.0032611 | 0.0036717
| SPS1 | CH | Fuel consumption in cars¦Motor Gasoline¦Total¦New mild hybrid gasoline (100-140 kW) | PJ/yr. | 0 | 0.00099202 | 0.0054727 | 0.0078499 | 0.0070569 | 0.0047491 | 0.0035222 | 0.0032894 | 0.0028626 | 0.0037972 | 0.0054691 | 0.0054288
| SPS1 | CH | Fuel consumption in cars¦Motor Gasoline¦Total¦New mild hybrid gasoline (>140 kW) | PJ/yr. | 0 | 0.0013072 | 1.1684 | 4.0106 | 3.7776 | 3.84 | 3.6669 | 3.4822 | 3.2948 | 3.1795 | 3.0814 | 3.0398
| SPS1 | CH | Fuel consumption in cars¦Motor Gasoline¦Total¦New plug-in hybrid gasoline - gasoline part (<60 kW) | PJ/yr. | 0.00030477 | 0.0010628 | 0.0013506 | 0.0013608 | 0.001166 | 0.0010348 | 0.0012284 | 0.00092805 | 0.0017385 | 0.0031713 | 0.004611 | 0.0069108
| SPS1 | CH | Fuel consumption in cars¦Motor Gasoline¦Total¦New plug-in hybrid gasoline - gasoline part (60-100 kW) | PJ/yr. | 0.08521 | 0.16653 | 0.16085 | 0.13039 | 0.015815 | 0.0046512 | 0.0042855 | 0.0027455 | 0.0046288 | 0.079698 | 0.18753 | 0.22682
| SPS1 | CH | Fuel consumption in cars¦Motor Gasoline¦Total¦New plug-in hybrid gasoline - gasoline part (100-140 kW) | PJ/yr. | 0.090765 | 0.24876 | 0.84876 | 0.92778 | 1.0115 | 0.4999 | 0.36161 | 0.10743 | 0.22989 | 0.19752 | 0.15184 | 0.042417
| SPS1 | CH | Fuel consumption in cars¦Motor Gasoline¦Total¦New plug-in hybrid gasoline - gasoline part (>140 kW) | PJ/yr. | 0.16857 | 0.30559 | 0.29378 | 0.23527 | 0.038115 | 0.011163 | 0.016783 | 0.0092154 | 0.15583 | 0.1449 | 0.09924 | 0.51748
| SPS1 | CH | Fuel consumption in cars¦Motor Diesel | PJ/yr. | 60.3839 | 59.2497 | 48.1949 | 31.9219 | 15.8831 | 14.0355 | 10.747 | 8.4981 | 7.1619 | 6.4707 | 6.0461 | 5.8149
| SPS1 | CH | Fuel consumption in cars¦Motor Diesel¦Fossil liquids | PJ/yr. | 58.8846 | 57.6979 | 46.0333 | 30.8833 | 15.3232 | 13.4876 | 10.3219 | 8.1574 | 6.8718 | 6.1622 | 5.6947 | 5.4574
| SPS1 | CH | Fuel consumption in cars¦Motor Diesel¦Synthetic liquids | PJ/yr. | 1.4993 | 1.5518 | 2.1616 | 1.0387 | 0.55994 | 0.54792 | 0.42507 | 0.34073 | 0.29012 | 0.30849 | 0.35139 | 0.35754
| SPS1 | CH | Fuel consumption in cars¦Motor Diesel¦Synthetic liquids¦Bioliquids¦Biodiesel | PJ/yr. | 1.4993 | 1.5518 | 2.1616 | 1.0387 | 0.55994 | 0.54792 | 0.42507 | 0.34073 | 0.29012 | 0.30849 | 0.35139 | 0.35754
| SPS1 | CH | Fuel consumption in cars¦Motor Diesel¦Synthetic liquids¦PtL¦PtL Diesel | PJ/yr. | 0 | 0 | 0 | 0 | 0 | 0 | 0 | 0 | 0 | 0 | 0 | 0
| SPS1 | CH | Fuel consumption in cars¦Motor Diesel¦Total¦Conventional hybrid existing | PJ/yr. | 0 | 0 | 0 | 0 | 0 | 0 | 0 | 0 | 0 | 0 | 0 | 0
| SPS1 | CH | Fuel consumption in cars¦Motor Diesel¦Total¦New conventional diesel hybrid (<60 kW) | PJ/yr. | 3.363e-05 | 0.15611 | 0.10422 | 0.08411 | 0.74343 | 0.84524 | 0.98352 | 0.43883 | 0.47336 | 0.35989 | 0.0013758 | 0.0013957
| SPS1 | CH | Fuel consumption in cars¦Motor Diesel¦Total¦New conventional diesel hybrid (60-100 kW) | PJ/yr. | 0.0027099 | 0.58857 | 0.80237 | 0.66388 | 0.31591 | 0.028182 | 0.014637 | 0.010334 | 0.0075276 | 0.0082259 | 0.39325 | 0.45097
| SPS1 | CH | Fuel consumption in cars¦Motor Diesel¦Total¦New conventional diesel hybrid (100-140 kW) | PJ/yr. | 0.028723 | 0.046762 | 0.044967 | 0.034208 | 0.0078676 | 0.0020302 | 0.0025492 | 0.003252 | 0.0031956 | 0.0039691 | 0.0050245 | 0.0076857
| SPS1 | CH | Fuel consumption in cars¦Motor Diesel¦Total¦New conventional diesel hybrid (>140 kW) | PJ/yr. | 0.035002 | 0.07215 | 0.068617 | 0.05664 | 0.014797 | 0.0044807 | 0.20655 | 1.2098 | 1.116 | 0.74527 | 0.15705 | 0.050057
| SPS1 | CH | Fuel consumption in cars¦Motor Diesel¦Total¦Conventional diesel ICE existing | PJ/yr. | 52.1321 | 48.7009 | 35.2376 | 15.1941 | 0 | 0 | 0 | 0 | 0 | 0 | 0 | 0
| SPS1 | CH | Fuel consumption in cars¦Motor Diesel¦Total¦New conventional diesel ICE (<60 kW) | PJ/yr. | 0.005071 | 0.0062698 | 0.0052255 | 0.0048236 | 0.0033405 | 0.048816 | 0.040567 | 0.029077 | 0.004214 | 0.00053621 | 0.00032662 | 0.00030319
| SPS1 | CH | Fuel consumption in cars¦Motor Diesel¦Total¦New conventional diesel ICE (60-100 kW) | PJ/yr. | 1.2186 | 1.2836 | 1.2742 | 0.76841 | 0.024893 | 0.0041176 | 0.0032686 | 0.002741 | 0.0016326 | 0.0011369 | 0.00071267 | 0.00064905
| SPS1 | CH | Fuel consumption in cars¦Motor Diesel¦Total¦New conventional diesel ICE (100-140 kW) | PJ/yr. | 5.0257 | 5.3274 | 5.2769 | 4.0314 | 0.14152 | 0.0040816 | 0.0036261 | 0.0040392 | 0.0027024 | 0.0018858 | 0.0010468 | 0.00085984
| SPS1 | CH | Fuel consumption in cars¦Motor Diesel¦Total¦New conventional diesel ICE (>140 kW) | PJ/yr. | 1.9303 | 2.2109 | 2.1725 | 1.6613 | 0.1097 | 0.0030718 | 0.0029733 | 0.0036191 | 0.0025139 | 0.0017187 | 0.00087914 | 0.00075117
| SPS1 | CH | Fuel consumption in cars¦Motor Diesel¦Total¦New mild hybrid diesel (<60 kW) | PJ/yr. | 0 | 0.00076774 | 0.83411 | 2.1409 | 1.9563 | 1.1262 | 0.27731 | 0.070464 | 0.010036 | 0.0015127 | 0.0016948 | 0.0017807
| SPS1 | CH | Fuel consumption in cars¦Motor Diesel¦Total¦New mild hybrid diesel (60-100 kW) | PJ/yr. | 0 | 0.00060579 | 0.0048614 | 0.01066 | 0.021693 | 0.022222 | 0.012827 | 0.0060924 | 0.0039038 | 0.0049596 | 0.0069821 | 0.0093096
| SPS1 | CH | Fuel consumption in cars¦Motor Diesel¦Total¦New mild hybrid diesel (100-140 kW) | PJ/yr. | 0 | 0.00092637 | 0.0041145 | 0.0086783 | 0.086822 | 1.1368 | 2.1316 | 2.3006 | 2.2514 | 2.1901 | 2.1283 | 2.0974
| SPS1 | CH | Fuel consumption in cars¦Motor Diesel¦Total¦New mild hybrid diesel (>140 kW) | PJ/yr. | 0 | 0.00056863 | 0.0015336 | 0.0023151 | 0.0036263 | 0.007003 | 0.0094178 | 0.014438 | 0.015679 | 0.012384 | 0.0067054 | 0.0073171
| SPS1 | CH | Fuel consumption in cars¦Motor Diesel¦Total¦New plug-in hybrid diesel - diesel part (<60 kW) | PJ/yr. | 1.8422e-05 | 0.00094392 | 0.0012998 | 0.0015116 | 0.0018626 | 0.002794 | 0.0026182 | 0.0037791 | 0.0027548 | 0.00085586 | 0.00042344 | 0.00032543
| SPS1 | CH | Fuel consumption in cars¦Motor Diesel¦Total¦New plug-in hybrid diesel - diesel part (60-100 kW) | PJ/yr. | 5.5443e-06 | 0.0010918 | 0.0053523 | 0.0069556 | 0.016607 | 0.019329 | 0.015439 | 0.013087 | 0.0080839 | 0.0046378 | 0.001323 | 0.00070325
| SPS1 | CH | Fuel consumption in cars¦Motor Diesel¦Total¦New plug-in hybrid diesel - diesel part (100-140 kW) | PJ/yr. | 9.9462e-05 | 0.83045 | 2.3318 | 7.2258 | 10.1455 | 6.417 | 3.1994 | 2.1901 | 1.1684 | 0.58427 | 0.08081 | 0.00072079
| SPS1 | CH | Fuel consumption in cars¦Motor Diesel¦Total¦New plug-in hybrid diesel - diesel part (>140 kW) | PJ/yr. | 0.0055645 | 0.021634 | 0.025222 | 0.026115 | 2.2892 | 4.3641 | 3.8407 | 2.1978 | 2.0906 | 2.5494 | 3.2602 | 3.1847
| SPS1 | CH | Fuel consumption in cars¦Gas | PJ/yr. | 0.106 | 0.08683 | 0.096686 | 0.0011443 | 0.00089064 | 0.00078428 | 0.00069563 | 0.00062246 | 0.00057501 | 0.00053132 | 0.00050637 | 0.00048323
| SPS1 | CH | Fuel consumption in cars¦Fossil gases | PJ/yr. | 0.097807 | 0.075918 | 0.094139 | 0.0007766 | 0 | 0 | 0 | 0 | 0 | 0 | 0 | 0
| SPS1 | CH | Fuel consumption in cars¦Synthetic gases | PJ/yr. | 0.0081923 | 0.010912 | 0.0025469 | 0.00036769 | 0.27422 | 0.36237 | 0.044281 | 0.041001 | 0.054651 | 0.040247 | 0.16285 | 0.047377
| SPS1 | CH | Fuel consumption in cars¦Synthetic gases¦Biogases¦Biogas | PJ/yr. | 0.0081923 | 0.010912 | 0.0025469 | 0.00036769 | 0.00027507 | 2.8263e-05 | 3.2668e-05 | 5.896e-05 | 3.9701e-05 | 5.7099e-05 | 4.3923e-05 | 7.9427e-05
| SPS1 | CH | Fuel consumption in cars¦Synthetic gases¦PtG¦PtG gas | PJ/yr. | 0 | 0 | 0 | 0 | 0.27394 | 0.36234 | 0.044248 | 0.040942 | 0.054611 | 0.04019 | 0.16281 | 0.047297
| SPS1 | CH | Fuel consumption in cars¦Gas¦Total¦Conventional gas ICE existing | PJ/yr. | 0 | 0 | 0 | 0 | 0 | 0 | 0 | 0 | 0 | 0 | 0 | 0
| SPS1 | CH | Fuel consumption in cars¦Gas¦Total¦New conventionalgas ICE (<60 kW) | PJ/yr. | 0.0035315 | 0.0023775 | 0.0023895 | 0.00018186 | 0.00011834 | 8.5437e-05 | 7.573e-05 | 7.187e-05 | 6.5781e-05 | 6.4164e-05 | 6.2808e-05 | 6.1709e-05
| SPS1 | CH | Fuel consumption in cars¦Gas¦Total¦New conventional gas ICE (60-100 kW) | PJ/yr. | 0.05015 | 0.033638 | 0.045553 | 0.00022966 | 0.00022064 | 0.00019773 | 0.00017768 | 0.00015836 | 0.00014527 | 0.00013656 | 0.00013271 | 0.00012908
| SPS1 | CH | Fuel consumption in cars¦Gas¦Total¦New conventional gas ICE (100-140 kW) | PJ/yr. | 0.0042241 | 0.0037163 | 0.0048207 | 0.00058496 | 0.00031001 | 0.00026464 | 0.00023185 | 0.00020568 | 0.00019083 | 0.00017492 | 0.00016685 | 0.00015715
| SPS1 | CH | Fuel consumption in cars¦Gas¦Total¦New conventional gas ICE (>140 kW) | PJ/yr. | 0.048094 | 0.047099 | 0.043923 | 0.00014781 | 0.00024165 | 0.00023648 | 0.00021037 | 0.00018655 | 0.00017313 | 0.00015568 | 0.000144 | 0.00013529
| SPS1 | CH | Cars mileage | billion km/yr. | 49.0033 | 55.6714 | 60.2615 | 62.3396 | 62.6207 | 62.3447 | 61.7477 | 61.1507 | 60.9556 | 60.7533 | 60.5891 | 60.5522
| SPS1 | CH | Cars mileage¦Electricity¦Existing battery electric cars | billion km/yr. | 0.41619 | 0.36063 | 0.27739 | 0.13872 | 0 | 0 | 0 | 0 | 0 | 0 | 0 | 0
| SPS1 | CH | Cars mileage¦Electricity¦New battery electric cars (<60kW) | billion km/yr. | 0.014074 | 0.037815 | 0.028333 | 0.025772 | 0.012222 | 0.31182 | 0.86248 | 1.7763 | 1.8848 | 1.8476 | 1.8945 | 1.7155
| SPS1 | CH | Cars mileage¦Electricity¦New battery electric cars (60-100 kW) | billion km/yr. | 0.096852 | 0.15202 | 2.8196 | 10.0121 | 16.6817 | 17.5769 | 17.6575 | 17.9986 | 17.9515 | 17.761 | 17.1475 | 17.0122
| SPS1 | CH | Cars mileage¦Electricity¦New battery electric cars (100-140 kW) | billion km/yr. | 0.061161 | 0.12774 | 0.14546 | 2.5806 | 7.5323 | 10.6551 | 11.1377 | 10.851 | 12.7048 | 13.5939 | 14.8501 | 15.2911
| SPS1 | CH | Cars mileage¦Electricity¦New battery electric cars (>140 kW) | billion km/yr. | 0.19354 | 1.2462 | 2.0934 | 3.9391 | 4.2103 | 2.5983 | 2.7308 | 2.8701 | 3.0165 | 3.1704 | 3.3321 | 3.5021
| SPS1 | CH | Cars mileage¦Electricity¦New plug-in hybrid gasoline (<60 kW) | billion km/yr. | 0.0002159 | 0.00084717 | 0.0011056 | 0.0012147 | 0.0011493 | 0.0011918 | 0.001676 | 0.0015702 | 0.0031352 | 0.0062076 | 0.0091852 | 0.014133
| SPS1 | CH | Cars mileage¦Electricity¦New plug-in hybrid gasoline (60-100 kW) | billion km/yr. | 0.05195 | 0.098925 | 0.096735 | 0.079673 | 0.013078 | 0.0046815 | 0.005299 | 0.0042779 | 0.0079037 | 0.13981 | 0.32244 | 0.38862
| SPS1 | CH | Cars mileage¦Electricity¦New plug-in hybrid gasoline (100-140 kW) | billion km/yr. | 0.049515 | 0.16128 | 0.57296 | 0.71775 | 0.91757 | 0.55437 | 0.52474 | 0.21579 | 0.4923 | 0.44699 | 0.34364 | 0.09583
| SPS1 | CH | Cars mileage¦Electricity¦New plug-in hybrid gasoline (>140 kW) | billion km/yr. | 0.087615 | 0.15982 | 0.15504 | 0.1263 | 0.03099 | 0.011072 | 0.020879 | 0.015233 | 0.28568 | 0.27988 | 0.19158 | 1.0039
| SPS1 | CH | Cars mileage¦Electricity¦New plug-in hybrid diesel (<60 kW) | billion km/yr. | 1.3419e-05 | 0.00076439 | 0.0010823 | 0.0013729 | 0.0018726 | 0.0032789 | 0.0036658 | 0.0067224 | 0.0050972 | 0.0016498 | 0.00075093 | 0.00050328
| SPS1 | CH | Cars mileage¦Electricity¦New plug-in hybrid diesel (60-100 kW) | billion km/yr. | 3.6694e-06 | 0.00073306 | 0.0036879 | 0.0050063 | 0.013801 | 0.0189 | 0.018678 | 0.021206 | 0.014174 | 0.0082136 | 0.0020411 | 0.00088023
| SPS1 | CH | Cars mileage¦Electricity¦New plug-in hybrid diesel (100-140 kW) | billion km/yr. | 5.3952e-05 | 0.46155 | 1.5973 | 5.6725 | 9.0013 | 6.3277 | 4.5956 | 4.4857 | 2.5388 | 1.3412 | 0.18441 | 0.0008824
| SPS1 | CH | Cars mileage¦Electricity¦New plug-in hybrid diesel (>140 kW) | billion km/yr. | 0.0029318 | 0.011639 | 0.014304 | 0.01543 | 1.8416 | 4.1675 | 4.7567 | 3.8686 | 3.8896 | 4.9982 | 6.3931 | 6.2463
| SPS1 | CH | Cars mileage¦Hydrogen¦New fuel cell cars (<60 kW) | billion km/yr. | 0 | 3.793e-05 | 5.1154e-05 | 0 | 5.4505e-07 | 7.1442e-07 | 2.7218e-07 | 1.6204e-07 | 1.5971e-07 | 1.514e-07 | 1.1682e-07 | 1.0472e-06
| SPS1 | CH | Cars mileage¦Hydrogen¦New fuel cell cars (60-100 kW) | billion km/yr. | 7.4393e-05 | 0.00010885 | 0.00011944 | 2.3419e-06 | 2.8222e-06 | 2.442e-06 | 2.7642e-06 | 2.8146e-06 | 2.6138e-06 | 2.8753e-06 | 2.7551e-06 | 4.9573e-06
| SPS1 | CH | Cars mileage¦Hydrogen¦New fuel cell cars (100-140 kW) | billion km/yr. | 0.00063435 | 0.0015471 | 0.0014491 | 5.002e-06 | 3.7897e-06 | 3.7458e-06 | 3.8647e-06 | 4.0119e-06 | 4.0007e-06 | 3.8881e-06 | 4.1064e-06 | 6.1902e-06
| SPS1 | CH | Cars mileage¦Hydrogen¦New fuel cell cars (>140 kW) | billion km/yr. | 0 | 3.1402e-05 | 4.2029e-05 | 2.016e-06 | 2.2204e-06 | 2.0651e-06 | 2.3787e-06 | 2.4204e-06 | 2.2085e-06 | 2.3986e-06 | 2.1879e-06 | 4.2713e-06
| SPS1 | CH | Cars mileage¦Motor Gasoline¦Total¦Conventional gasoline hybrid existing | billion km/yr. | 0.61926 | 0.62769 | 0.48284 | 0.24142 | 0 | 0 | 0 | 0 | 0 | 0 | 0 | 0
| SPS1 | CH | Cars mileage¦Motor Gasoline¦Total¦New conventional gasoline hybrid (<60 kW) | billion km/yr. | 0.051609 | 0.062538 | 0.044137 | 0.035573 | 0.25453 | 0.46229 | 0.35984 | 0.14653 | 0.026658 | 0.14888 | 0.51418 | 0.68588
| SPS1 | CH | Cars mileage¦Motor Gasoline¦Total¦New conventional gasoline hybrid (60-100 kW) | billion km/yr. | 0.22206 | 0.39057 | 0.4577 | 0.37354 | 0.90807 | 0.73138 | 0.51604 | 0.0061817 | 0.0041932 | 0.0063979 | 0.013177 | 0.013243
| SPS1 | CH | Cars mileage¦Motor Gasoline¦Total¦New conventional gasoline hybrid (100-140 kW) | billion km/yr. | 0.20228 | 2.789 | 2.6355 | 2.1227 | 0.68418 | 0.0018061 | 0.0020575 | 0.0026103 | 0.0025719 | 0.0030321 | 0.0032757 | 0.002987
| SPS1 | CH | Cars mileage¦Motor Gasoline¦Total¦New conventional gasoline hybrid (>140 kW) | billion km/yr. | 0.10353 | 0.18036 | 0.17286 | 0.14512 | 0.027286 | 0.0054265 | 0.0084682 | 0.95442 | 0.8183 | 0.64808 | 0.21309 | 0.0083124
| SPS1 | CH | Cars mileage¦Motor Gasoline¦Total¦Conventional gasoline ICE existing | billion km/yr. | 18.303 | 15.917 | 14.1908 | 4.1909 | 0 | 0 | 0 | 0 | 0 | 0 | 0 | 0
| SPS1 | CH | Cars mileage¦Motor Gasoline¦Total¦New conventional gasoline ICE (<60 kW) | billion km/yr. | 0.33922 | 0.37253 | 0.26001 | 0.20022 | 0.011296 | 0.0021471 | 0.001442 | 0.0010012 | 0.00059745 | 0.00064316 | 0.00075087 | 0.00096929
| SPS1 | CH | Cars mileage¦Motor Gasoline¦Total¦New conventional gasoline ICE (60-100 kW) | billion km/yr. | 2.2832 | 3.2081 | 3.1796 | 2.5145 | 0.11102 | 0.007994 | 0.0037372 | 0.0020629 | 0.0011993 | 0.0013257 | 0.0015568 | 0.0019113
| SPS1 | CH | Cars mileage¦Motor Gasoline¦Total¦New conventional gasoline ICE (100-140 kW) | billion km/yr. | 1.9565 | 2.9629 | 3.8287 | 3.1891 | 1.1753 | 0.5295 | 0.30885 | 0.0164 | 0.0033798 | 0.0024251 | 0.0030092 | 0.0032457
| SPS1 | CH | Cars mileage¦Motor Gasoline¦Total¦New conventional gasoline ICE (>140 kW) | billion km/yr. | 1.7218 | 2.2771 | 5.7563 | 11.0091 | 14.3968 | 14.0157 | 13.3288 | 12.6756 | 12.0544 | 11.4636 | 10.9025 | 10.3695
| SPS1 | CH | Cars mileage¦Motor Gasoline¦Total¦New mild hybrid gasoline (<60 kW) | billion km/yr. | 0 | 0.00038421 | 0.11785 | 0.11005 | 0.079552 | 0.015952 | 0.0010844 | 0.00089634 | 0.00072425 | 0.0010858 | 0.002412 | 0.0032439
| SPS1 | CH | Cars mileage¦Motor Gasoline¦Total¦New mild hybrid gasoline (60-100 kW) | billion km/yr. | 0 | 0.00026159 | 0.0033283 | 0.0043961 | 0.0040567 | 0.0025823 | 0.0016076 | 0.0014152 | 0.0012214 | 0.0017019 | 0.0025131 | 0.0028295
| SPS1 | CH | Cars mileage¦Motor Gasoline¦Total¦New mild hybrid gasoline (100-140 kW) | billion km/yr. | 0 | 0.00038487 | 0.0022475 | 0.0033777 | 0.003198 | 0.0024298 | 0.0020541 | 0.0021591 | 0.0020014 | 0.0027358 | 0.0039404 | 0.0039114
| SPS1 | CH | Cars mileage¦Motor Gasoline¦Total¦New mild hybrid gasoline (>140 kW) | billion km/yr. | 0 | 0.00051416 | 0.49064 | 1.8167 | 1.7891 | 2.0285 | 2.2045 | 2.241 | 2.265 | 2.2665 | 2.1966 | 2.167
| SPS1 | CH | Cars mileage¦Motor Diesel¦Total¦Conventional diesel hybrid existing | billion km/yr. | 0 | 0 | 0 | 0 | 0 | 0 | 0 | 0 | 0 | 0 | 0 | 0
| SPS1 | CH | Cars mileage¦Motor Diesel¦Total¦New conventional diesel hybrid (<60 kW) | billion km/yr. | 1.4065e-05 | 0.265 | 0.17668 | 0.14226 | 0.70937 | 0.79044 | 0.95 | 0.44031 | 0.50801 | 0.42391 | 0.0015985 | 0.0016443
| SPS1 | CH | Cars mileage¦Motor Diesel¦Total¦New conventional diesel hybrid (60-100 kW) | billion km/yr. | 0.0031817 | 1.5777 | 1.9708 | 1.6198 | 0.71871 | 0.043112 | 0.011925 | 0.0087543 | 0.0065722 | 0.0079152 | 0.38737 | 0.4443
| SPS1 | CH | Cars mileage¦Motor Diesel¦Total¦New conventional diesel hybrid (100-140 kW) | billion km/yr. | 0.025833 | 0.056217 | 0.053885 | 0.04321 | 0.010679 | 0.001454 | 0.0018752 | 0.0025206 | 0.0025836 | 0.0033915 | 0.0044162 | 0.0068281
| SPS1 | CH | Cars mileage¦Motor Diesel¦Total¦New conventional diesel hybrid (>140 kW) | billion km/yr. | 0.047093 | 0.11395 | 0.10889 | 0.091491 | 0.021621 | 0.0031569 | 0.15425 | 0.9403 | 0.87295 | 0.58706 | 0.12573 | 0.043057
| SPS1 | CH | Cars mileage¦Motor Diesel¦Total¦Conventional diesel ICE existing | billion km/yr. | 17.6737 | 17.236 | 13.2584 | 6.2827 | 0 | 0 | 0 | 0 | 0 | 0 | 0 | 0
| SPS1 | CH | Cars mileage¦Motor Diesel¦Total¦New conventional diesel ICE (<60 kW) | billion km/yr. | 0.0038028 | 0.0048771 | 0.0041021 | 0.003682 | 0.0022694 | 0.033707 | 0.028064 | 0.020194 | 0.0029836 | 0.00043835 | 0.00028061 | 0.00026941
| SPS1 | CH | Cars mileage¦Motor Diesel¦Total¦New conventional diesel ICE (60-100 kW) | billion km/yr. | 0.84923 | 0.90335 | 0.89571 | 0.58136 | 0.019676 | 0.0022173 | 0.0018082 | 0.001618 | 0.0010176 | 0.00074815 | 0.00049328 | 0.00046428
| SPS1 | CH | Cars mileage¦Motor Diesel¦Total¦New conventional diesel ICE (100-140 kW) | billion km/yr. | 2.6537 | 2.8365 | 2.8071 | 2.1818 | 0.083344 | 0.0020328 | 0.0018785 | 0.0022559 | 0.0015767 | 0.0011471 | 0.00067161 | 0.0005723
| SPS1 | CH | Cars mileage¦Motor Diesel¦Total¦New conventional diesel ICE (>140 kW) | billion km/yr. | 0.8998 | 1.0076 | 0.9923 | 0.77037 | 0.042941 | 0.0014464 | 0.0014575 | 0.0019022 | 0.0013762 | 0.00097762 | 0.00052599 | 0.00046676
| SPS1 | CH | Cars mileage¦Motor Diesel¦Total¦New mild hybrid diesel (<60 kW) | billion km/yr. | 0 | 0.0004315 | 0.49415 | 1.3398 | 1.2495 | 0.74993 | 0.20159 | 0.054212 | 0.0078916 | 0.0013939 | 0.0015617 | 0.0016409
| SPS1 | CH | Cars mileage¦Motor Diesel¦Total¦New mild hybrid diesel (60-100 kW) | billion km/yr. | 0 | 0.00027388 | 0.0023102 | 0.0053579 | 0.011959 | 0.012923 | 0.0078343 | 0.004154 | 0.0028712 | 0.0038079 | 0.0053608 | 0.0071478
| SPS1 | CH | Cars mileage¦Motor Diesel¦Total¦New mild hybrid diesel (100-140 kW) | billion km/yr. | 0 | 0.00038934 | 0.0018094 | 0.0040489 | 0.046152 | 0.66378 | 1.327 | 1.4996 | 1.5625 | 1.5722 | 1.5278 | 1.5057
| SPS1 | CH | Cars mileage¦Motor Diesel¦Total¦New mild hybrid diesel (>140 kW) | billion km/yr. | 0 | 0.00022713 | 0.00063596 | 0.0010055 | 0.0017323 | 0.0037347 | 0.0054247 | 0.0091725 | 0.010366 | 0.0083321 | 0.0045114 | 0.004923
| SPS1 | CH | Cars mileage¦Gas¦Conventional gas ICE existing | billion km/yr. | 0 | 0 | 0 | 0 | 0 | 0 | 0 | 0 | 0 | 0 | 0 | 0
| SPS1 | CH | Cars mileage¦Gas¦New conventionalgas ICE (<60 kW) | billion km/yr. | 0.0021741 | 0.0014926 | 0.0014958 | 0.00011203 | 7.1313e-05 | 5.3368e-05 | 5.0537e-05 | 5.2601e-05 | 5.2012e-05 | 5.4752e-05 | 5.6207e-05 | 5.6715e-05
| SPS1 | CH | Cars mileage¦Gas¦New conventional gas ICE (60-100 kW) | billion km/yr. | 0.032604 | 0.02241 | 0.030367 | 0.00011858 | 0.00010586 | 9.881e-05 | 9.4618e-05 | 9.2977e-05 | 9.2061e-05 | 9.3582e-05 | 9.5462e-05 | 9.5456e-05
| SPS1 | CH | Cars mileage¦Gas¦New conventional gas ICE (100-140 kW) | billion km/yr. | 0.0019766 | 0.0017639 | 0.002279 | 0.00028353 | 0.00014677 | 0.00012717 | 0.00011849 | 0.00011618 | 0.00011635 | 0.00011515 | 0.00011539 | 0.00011185
| SPS1 | CH | Cars mileage¦Gas¦New conventional gas ICE (>140 kW) | billion km/yr. | 0.032833 | 0.032127 | 0.029934 | 7.2702e-05 | 0.00011298 | 0.00011439 | 0.00010823 | 0.00010582 | 0.00010573 | 0.00010228 | 9.9242e-05 | 9.5988e-05
| SPS1 | CH | Cars efficiency | km/MJ | bar: 2020 to 2070
| SPS1 | CH | Cars efficiency¦Electricity¦Existing battery electric cars | km/MJ | 0.88951 | 0.95695 | 1.0581 | 1.2267 | - | - | - | - | - | - | - | -
| SPS1 | CH | Cars efficiency¦Electricity¦New battery electric cars (<60kW) | km/MJ | 1.8117 | 1.8117 | 1.8117 | 1.8117 | 1.8378 | 1.9921 | 2.0652 | 2.1467 | 2.2146 | 2.3113 | 2.4005 | 2.4389
| SPS1 | CH | Cars efficiency¦Electricity¦New battery electric cars (60-100 kW) | km/MJ | 1.4638 | 1.4638 | 1.4638 | 1.4638 | 1.5143 | 1.55 | 1.6188 | 1.7362 | 1.8052 | 1.8982 | 1.9673 | 2.002
| SPS1 | CH | Cars efficiency¦Electricity¦New battery electric cars (100-140 kW) | km/MJ | 1.3375 | 1.3375 | 1.3375 | 1.3375 | 1.389 | 1.4305 | 1.4841 | 1.575 | 1.6729 | 1.7656 | 1.8106 | 1.835
| SPS1 | CH | Cars efficiency¦Electricity¦New battery electric cars (>140 kW) | km/MJ | 1.295 | 1.295 | 1.295 | 1.295 | 1.3183 | 1.3317 | 1.4421 | 1.528 | 1.5906 | 1.6592 | 1.6889 | 1.7321
| SPS1 | CH | Cars efficiency¦Electricity¦New plug-in hybrid gasoline (<60 kW) | km/MJ | 0.70842 | 0.76309 | 0.77498 | 0.81412 | 0.86946 | 0.95194 | 1.0632 | 1.2034 | 1.258 | 1.3616 | 1.3788 | 1.4272
| SPS1 | CH | Cars efficiency¦Electricity¦New plug-in hybrid gasoline (60-100 kW) | km/MJ | 0.60024 | 0.5909 | 0.59532 | 0.60104 | 0.72379 | 0.80777 | 0.91913 | 1.0433 | 1.1062 | 1.193 | 1.1871 | 1.1884
| SPS1 | CH | Cars efficiency¦Electricity¦New plug-in hybrid gasoline (100-140 kW) | km/MJ | 0.54554 | 0.60403 | 0.61794 | 0.66532 | 0.74021 | 0.824 | 0.96771 | 1.1218 | 1.1912 | 1.2531 | 1.2524 | 1.2592
| SPS1 | CH | Cars efficiency¦Electricity¦New plug-in hybrid gasoline (>140 kW) | km/MJ | 0.51976 | 0.52173 | 0.52462 | 0.5301 | 0.67684 | 0.75378 | 0.86548 | 0.99113 | 1.0828 | 1.1356 | 1.1348 | 1.1445
| SPS1 | CH | Cars efficiency¦Electricity¦New plug-in hybrid diesel (<60 kW) | km/MJ | 0.72841 | 0.77458 | 0.78748 | 0.82684 | 0.88472 | 0.96677 | 1.0847 | 1.2392 | 1.2807 | 1.3558 | 1.3132 | 1.2674
| SPS1 | CH | Cars efficiency¦Electricity¦New plug-in hybrid diesel (60-100 kW) | km/MJ | 0.66182 | 0.63855 | 0.64863 | 0.66481 | 0.7292 | 0.8019 | 0.91912 | 1.0712 | 1.1279 | 1.1747 | 1.1121 | 1.0371
| SPS1 | CH | Cars efficiency¦Electricity¦New plug-in hybrid diesel (100-140 kW) | km/MJ | 0.54244 | 0.55491 | 0.62626 | 0.67374 | 0.72703 | 0.78279 | 0.96169 | 1.1382 | 1.2031 | 1.2658 | 1.2564 | 0.98903
| SPS1 | CH | Cars efficiency¦Electricity¦New plug-in hybrid diesel (>140 kW) | km/MJ | 0.52687 | 0.53368 | 0.55072 | 0.56406 | 0.67217 | 0.75045 | 0.86891 | 1.0397 | 1.0954 | 1.1505 | 1.1507 | 1.1519
| SPS1 | CH | Cars efficiency¦Hydrogen¦New fuel cell cars (<60 kW) | km/MJ | - | 1.0966 | 1.0966 | - | 1.1665 | 1.2129 | 1.2963 | 1.3902 | 1.4679 | 1.5711 | 1.5777 | 1.5777
| SPS1 | CH | Cars efficiency¦Hydrogen¦New fuel cell cars (60-100 kW) | km/MJ | 0.8915 | 0.8915 | 0.8915 | 0.8915 | 0.92201 | 0.98069 | 1.0204 | 1.0901 | 1.1648 | 1.2338 | 1.2849 | 1.3008
| SPS1 | CH | Cars efficiency¦Hydrogen¦New fuel cell cars (100-140 kW) | km/MJ | 0.83001 | 0.83001 | 0.83001 | 0.83001 | 0.86062 | 0.90894 | 0.95732 | 1.0208 | 1.0885 | 1.1555 | 1.2012 | 1.2154
| SPS1 | CH | Cars efficiency¦Hydrogen¦New fuel cell cars (>140 kW) | km/MJ | - | 0.83675 | 0.83675 | 0.83675 | 0.86426 | 0.91764 | 0.95254 | 1.0129 | 1.0803 | 1.1375 | 1.1844 | 1.1947
| SPS1 | CH | Cars efficiency¦Motor Gasoline¦Total¦Conventional gasoline hybrid existing | km/MJ | 0.4938 | 0.50503 | 0.52189 | 0.54998 | - | - | - | - | - | - | - | -
| SPS1 | CH | Cars efficiency¦Motor Gasoline¦Total¦New conventional gasoline hybrid (<60 kW) | km/MJ | 1.1331 | 1.1604 | 1.1574 | 1.1978 | 0.92792 | 0.94685 | 0.94884 | 0.96941 | 1.0119 | 1.1778 | 1.1784 | 1.1784
| SPS1 | CH | Cars efficiency¦Motor Gasoline¦Total¦New conventional gasoline hybrid (60-100 kW) | km/MJ | 1.5962 | 1.8981 | 1.8796 | 1.9299 | 0.8264 | 0.77288 | 0.76843 | 0.8375 | 0.88718 | 0.95695 | 0.98056 | 0.98563
| SPS1 | CH | Cars efficiency¦Motor Gasoline¦Total¦New conventional gasoline hybrid (100-140 kW) | km/MJ | 1.9604 | 2.4904 | 2.4875 | 2.5047 | 2.5393 | 0.72055 | 0.73223 | 0.77396 | 0.80923 | 0.85041 | 0.87618 | 0.88881
| SPS1 | CH | Cars efficiency¦Motor Gasoline¦Total¦New conventional gasoline hybrid (>140 kW) | km/MJ | 1.1429 | 1.3278 | 1.3249 | 1.3359 | 1.4721 | 0.7057 | 0.72691 | 0.78253 | 0.79296 | 0.79606 | 0.81151 | 0.86053
| SPS1 | CH | Cars efficiency¦Motor Gasoline¦Total¦Conventional gasoline ICE existing | km/MJ | 0.28604 | 0.29255 | 0.30231 | 0.31859 | - | - | - | - | - | - | - | -
| SPS1 | CH | Cars efficiency¦Motor Gasoline¦Total¦New conventional gasoline ICE (<60 kW) | km/MJ | 0.68242 | 0.67607 | 0.67656 | 0.68341 | 0.61041 | 0.63247 | 0.66952 | 0.71398 | 0.77769 | 0.86249 | 0.89904 | 0.91486
| SPS1 | CH | Cars efficiency¦Motor Gasoline¦Total¦New conventional gasoline ICE (60-100 kW) | km/MJ | 0.60614 | 0.60446 | 0.6043 | 0.60892 | 0.59571 | 0.51198 | 0.53092 | 0.57371 | 0.62511 | 0.69562 | 0.72472 | 0.73698
| SPS1 | CH | Cars efficiency¦Motor Gasoline¦Total¦New conventional gasoline ICE (100-140 kW) | km/MJ | 0.51664 | 0.51603 | 0.50758 | 0.50961 | 0.48011 | 0.47212 | 0.47145 | 0.51284 | 0.5552 | 0.6466 | 0.67491 | 0.68569
| SPS1 | CH | Cars efficiency¦Motor Gasoline¦Total¦New conventional gasoline ICE (>140 kW) | km/MJ | 0.44016 | 0.4333 | 0.43404 | 0.43654 | 0.45357 | 0.47884 | 0.5184 | 0.56232 | 0.59877 | 0.64118 | 0.66755 | 0.68363
| SPS1 | CH | Cars efficiency¦Motor Gasoline¦Total¦New mild hybrid gasoline (<60 kW) | km/MJ | - | 0.51838 | 0.55245 | 0.55552 | 0.55666 | 0.57136 | 0.74539 | 0.82664 | 0.89079 | 0.92436 | 0.92436 | 0.92436
| SPS1 | CH | Cars efficiency¦Motor Gasoline¦Total¦New mild hybrid gasoline (60-100 kW) | km/MJ | - | 0.41734 | 0.44408 | 0.46325 | 0.48131 | 0.53396 | 0.61507 | 0.69134 | 0.74336 | 0.77062 | 0.77062 | 0.77062
| SPS1 | CH | Cars efficiency¦Motor Gasoline¦Total¦New mild hybrid gasoline (100-140 kW) | km/MJ | - | 0.38797 | 0.41067 | 0.43029 | 0.45316 | 0.51163 | 0.58319 | 0.65639 | 0.69918 | 0.72049 | 0.72049 | 0.72049
| SPS1 | CH | Cars efficiency¦Motor Gasoline¦Total¦New mild hybrid gasoline (>140 kW) | km/MJ | - | 0.39332 | 0.41993 | 0.45297 | 0.47362 | 0.52825 | 0.60119 | 0.64355 | 0.68745 | 0.71285 | 0.71285 | 0.71285
| SPS1 | CH | Cars efficiency¦Motor Diesel¦Total¦Conventional diesel hybrid existing | km/MJ | bar: 2020 to 2070
| SPS1 | CH | Cars efficiency¦Motor Diesel¦Total¦New conventional diesel hybrid (<60 kW) | km/MJ | 0.41824 | 1.6975 | 1.6953 | 1.6913 | 0.95419 | 0.93517 | 0.96591 | 1.0034 | 1.0732 | 1.1779 | 1.1619 | 1.1781
| SPS1 | CH | Cars efficiency¦Motor Diesel¦Total¦New conventional diesel hybrid (60-100 kW) | km/MJ | 1.1741 | 2.6806 | 2.4563 | 2.4398 | 2.275 | 1.5298 | 0.81472 | 0.84712 | 0.87309 | 0.96222 | 0.98505 | 0.98522
| SPS1 | CH | Cars efficiency¦Motor Diesel¦Total¦New conventional diesel hybrid (100-140 kW) | km/MJ | 0.89937 | 1.2022 | 1.1983 | 1.2632 | 1.3573 | 0.71621 | 0.73562 | 0.77509 | 0.80849 | 0.85447 | 0.87893 | 0.88841
| SPS1 | CH | Cars efficiency¦Motor Diesel¦Total¦New conventional diesel hybrid (>140 kW) | km/MJ | 1.3454 | 1.5793 | 1.5869 | 1.6153 | 1.4612 | 0.70457 | 0.74677 | 0.77721 | 0.78225 | 0.78771 | 0.80058 | 0.86016
| SPS1 | CH | Cars efficiency¦Motor Diesel¦Total¦Conventional diesel ICE existing | km/MJ | 0.33902 | 0.35391 | 0.37626 | 0.4135 | - | - | - | - | - | - | - | -
| SPS1 | CH | Cars efficiency¦Motor Diesel¦Total¦New conventional diesel ICE (<60 kW) | km/MJ | 0.74992 | 0.77788 | 0.78503 | 0.76332 | 0.67938 | 0.6905 | 0.69179 | 0.6945 | 0.70802 | 0.81749 | 0.85912 | 0.8886
| SPS1 | CH | Cars efficiency¦Motor Diesel¦Total¦New conventional diesel ICE (60-100 kW) | km/MJ | 0.69686 | 0.70378 | 0.70293 | 0.75658 | 0.79045 | 0.53849 | 0.55321 | 0.59029 | 0.62332 | 0.65805 | 0.69216 | 0.71532
| SPS1 | CH | Cars efficiency¦Motor Diesel¦Total¦New conventional diesel ICE (100-140 kW) | km/MJ | 0.52803 | 0.53243 | 0.53196 | 0.5412 | 0.58893 | 0.49803 | 0.51805 | 0.55852 | 0.58345 | 0.60829 | 0.64157 | 0.6656
| SPS1 | CH | Cars efficiency¦Motor Diesel¦Total¦New conventional diesel ICE (>140 kW) | km/MJ | 0.46615 | 0.45574 | 0.45676 | 0.46371 | 0.39143 | 0.47087 | 0.4902 | 0.52562 | 0.54743 | 0.56883 | 0.59831 | 0.62138
| SPS1 | CH | Cars efficiency¦Motor Diesel¦Total¦New mild hybrid diesel (<60 kW) | km/MJ | - | 0.56204 | 0.59243 | 0.62578 | 0.63868 | 0.6659 | 0.72696 | 0.76937 | 0.78629 | 0.92147 | 0.92147 | 0.92147
| SPS1 | CH | Cars efficiency¦Motor Diesel¦Total¦New mild hybrid diesel (60-100 kW) | km/MJ | - | 0.4521 | 0.47522 | 0.50262 | 0.55131 | 0.58156 | 0.61078 | 0.68182 | 0.73547 | 0.76779 | 0.76779 | 0.76779
| SPS1 | CH | Cars efficiency¦Motor Diesel¦Total¦New mild hybrid diesel (100-140 kW) | km/MJ | - | 0.42028 | 0.43976 | 0.46655 | 0.53156 | 0.5839 | 0.62256 | 0.65183 | 0.69401 | 0.71787 | 0.71787 | 0.71787
| SPS1 | CH | Cars efficiency¦Motor Diesel¦Total¦New mild hybrid diesel (>140 kW) | km/MJ | - | 0.39943 | 0.41469 | 0.43431 | 0.47771 | 0.5333 | 0.576 | 0.6353 | 0.66111 | 0.67281 | 0.67281 | 0.67281
| SPS1 | CH | Cars efficiency¦Gas¦Conventional gas ICE existing | km/MJ | - | 0 | 0 | 0 | 0 | 0 | 0 | 0 | 0 | 0 | 0 | 0
| SPS1 | CH | Cars efficiency¦Gas¦New conventionalgas ICE (<60 kW) | km/MJ | 0.61564 | 1.3671 | 0.27946 | 0.016106 | 0.0042941 | 0.002761 | 0.0032735 | 0.0040193 | 0.006434 | 0.011806 | 0.042484 | 0.080646
| SPS1 | CH | Cars efficiency¦Gas¦New conventional gas ICE (60-100 kW) | km/MJ | 0.65013 | 0.026985 | 0.013023 | 1.6411e-05 | 1.0434e-05 | 1.5398e-05 | 2.9574e-05 | 4.2453e-05 | 7.8791e-05 | 0.00016017 | 0.0011813 | 0.13243
| SPS1 | CH | Cars efficiency¦Gas¦New conventional gas ICE (100-140 kW) | km/MJ | 0.46794 | 0.081535 | 0.090357 | 0.010857 | 6.4113e-05 | 2.914e-05 | 3.0852e-05 | 5.2862e-05 | 5.5656e-05 | 4.5169e-05 | 3.5392e-05 | 3.5121e-05
| SPS1 | CH | Cars efficiency¦Gas¦New conventional gas ICE (>140 kW) | km/MJ | 0.68269 | 0.37 | 0.3096 | 0.063534 | 0.12685 | 0.14585 | 0.15559 | 0.17 | 0.18388 | 0.19249 | 0.19599 | 0.19864
| SPS1 | CH | Fuel consumption in urban buses | PJ/yr. | 0.76081 | 1.3448 | 2.2003 | 1.6779 | 1.7037 | 1.7733 | 1.8088 | 1.8336 | 1.8943 | 1.8926 | 1.7999 | 1.8417
| SPS1 | CH | Fuel consumption in urban buses¦Electricity | PJ/yr. | 0.0055741 | 0.0081601 | 0.01177 | 0.85645 | 0.82741 | 0.78237 | 0.73803 | 0.67079 | 0.64968 | 0.69768 | 0.82555 | 0.86811
| SPS1 | CH | Fuel consumption in urban buses¦Electricity¦Existing electric urban buses | PJ/yr. | 0.00046205 | 0.00047508 | 0.00046965 | 0 | 0 | 0 | 0 | 0 | 0 | 0 | 0 | 0
| SPS1 | CH | Fuel consumption in urban buses¦Electricity¦New electric urban buses (Mini) | PJ/yr. | 4.5932e-06 | 0.0010632 | 0.0023864 | 0.24657 | 0.24408 | 0.25351 | 0.24856 | 0.23847 | 0.23959 | 0.18556 | 0.10195 | 0.084145
| SPS1 | CH | Fuel consumption in urban buses¦Electricity¦New electric urban buses (Midi) | PJ/yr. | 0.0011484 | 0.0019704 | 0.0033383 | 0.12274 | 0.12199 | 0.12553 | 0.12435 | 0.11926 | 0.12009 | 0.12114 | 0.12387 | 0.12317
| SPS1 | CH | Fuel consumption in urban buses¦Electricity¦New electric urban buses (Maxi) | PJ/yr. | 0.0037291 | 0.0043486 | 0.0050691 | 0.48696 | 0.46115 | 0.40307 | 0.36486 | 0.3126 | 0.28966 | 0.39058 | 0.59929 | 0.6601
| SPS1 | CH | Fuel consumption in urban buses¦Electricity¦New electric urban buses (Mega) | PJ/yr. | 0.00022999 | 0.00030297 | 0.00050644 | 0.00019018 | 0.00019079 | 0.00025864 | 0.00026207 | 0.00045768 | 0.00033323 | 0.0004015 | 0.00044553 | 0.00070413
| SPS1 | CH | Fuel consumption in urban buses¦Hydrogen | PJ/yr. | 0 | 0 | 0 | 1.8416e-06 | 0 | 0 | 0 | 0 | 0 | 0 | 0 | 0
| SPS1 | CH | Fuel consumption in urban buses¦Hydrogen¦New fuel cell urban buses (Mini) | PJ/yr. | 0 | 0 | 0 | 3.647e-07 | 0 | 0 | 0 | 0 | 0 | 0 | 0 | 0
| SPS1 | CH | Fuel consumption in urban buses¦Hydrogen¦New fuel cell urban buses (Midi) | PJ/yr. | 0 | 0 | 0 | 2.4195e-07 | 0 | 0 | 0 | 0 | 0 | 0 | 0 | 0
| SPS1 | CH | Fuel consumption in urban buses¦Hydrogen¦New fuel cell urban buses (Maxi) | PJ/yr. | 0 | 0 | 0 | 1.2349e-06 | 0 | 0 | 0 | 0 | 0 | 0 | 0 | 0
| SPS1 | CH | Fuel consumption in urban buses¦Hydrogen¦New fuel cell urban buses (Mega) | PJ/yr. | 0 | 0 | 0 | 0 | 0 | 0 | 0 | 0 | 0 | 0 | 0 | 0
| SPS1 | CH | Fuel consumption in urban buses¦Motor Diesel | PJ/yr. | 0.75492 | 1.3359 | 2.1705 | 0.82143 | 0.87629 | 0.99095 | 1.0708 | 1.1628 | 1.2446 | 1.1949 | 0.97439 | 0.97354
| SPS1 | CH | Fuel consumption in urban buses¦Motor Diesel¦Fossil liquids | PJ/yr. | 0.73617 | 1.3009 | 2.0731 | 0.79471 | 0.8454 | 0.95226 | 1.0284 | 1.1162 | 1.1942 | 1.138 | 0.91776 | 0.91368
| SPS1 | CH | Fuel consumption in urban buses¦Motor Diesel¦Synthetic liquids | PJ/yr. | 0.018745 | 0.034989 | 0.09735 | 0.026727 | 0.030893 | 0.038685 | 0.042352 | 0.046622 | 0.050417 | 0.056967 | 0.056631 | 0.05986
| SPS1 | CH | Fuel consumption in urban buses¦Motor Diesel¦Synthetic liquids¦Bioliquids¦Biodiesel | PJ/yr. | 0.018745 | 0.034989 | 0.09735 | 0.026727 | 0.030893 | 0.038685 | 0.042352 | 0.046622 | 0.050417 | 0.056967 | 0.056631 | 0.05986
| SPS1 | CH | Fuel consumption in urban buses¦Motor Diesel¦Synthetic liquids¦PtL¦PtL Diesel | PJ/yr. | 0 | 0 | 0 | 0 | 0 | 0 | 0 | 0 | 0 | 0 | 0 | 0
| SPS1 | CH | Fuel consumption in urban buses¦Motor Diesel¦Total¦New conventional hybrid diesel urban buses (Mini) | PJ/yr. | 0 | 0.0045303 | 0.0051033 | 0.00042735 | 0.0011482 | 0.0016275 | 0.0030213 | 0.0073695 | 0.013986 | 0.1561 | 0.3761 | 0.44002
| SPS1 | CH | Fuel consumption in urban buses¦Motor Diesel¦Total¦New conventional hybrid diesel urban buses (Midi) | PJ/yr. | 0 | 0.00060105 | 0.00099623 | 0.00079833 | 0.0011963 | 0.0015569 | 0.0024736 | 0.0040007 | 0.0058387 | 0.0092203 | 0.01188 | 0.024293
| SPS1 | CH | Fuel consumption in urban buses¦Motor Diesel¦Total¦New conventional hybrid diesel urban buses (Maxi) | PJ/yr. | 0 | 0.043589 | 0.58482 | 0.8201 | 0.87383 | 0.9876 | 1.0651 | 1.1512 | 1.2246 | 1.0294 | 0.58609 | 0.50876
| SPS1 | CH | Fuel consumption in urban buses¦Motor Diesel¦Total¦New conventional hybrid diesel urban buses (Mega) | PJ/yr. | 0 | 3.9794e-05 | 8.6476e-05 | 5.2164e-05 | 9.8704e-05 | 0.00015197 | 0.00014871 | 0.00020598 | 0.000209 | 0.00020951 | 0.00032771 | 0.00047069
| SPS1 | CH | Fuel consumption in urban buses¦Motor Diesel¦Total¦Existing ICE diesel urban buses | PJ/yr. | 0.017337 | 0.017318 | 0.017247 | 0 | 0 | 0 | 0 | 0 | 0 | 0 | 0 | 0
| SPS1 | CH | Fuel consumption in urban buses¦Motor Diesel¦Total¦New conventional ICE diesel urban buses (Mini) | PJ/yr. | 0.00029777 | 0.26129 | 0.46432 | 5.1336e-05 | 8.7945e-07 | 0 | 0 | 0 | 0 | 0 | 0 | 0
| SPS1 | CH | Fuel consumption in urban buses¦Motor Diesel¦Total¦New conventional ICE diesel urban buses (Midi) | PJ/yr. | 0.10837 | 0.13601 | 0.22439 | 0 | 8.3771e-07 | 0 | 0 | 0 | 0 | 0 | 0 | 0
| SPS1 | CH | Fuel consumption in urban buses¦Motor Diesel¦Total¦New conventional ICE diesel urban buses (Maxi) | PJ/yr. | 0.62403 | 0.87196 | 0.87291 | 0 | 1.0337e-05 | 1.0053e-05 | 6.0134e-06 | 1.026e-05 | 5.0717e-06 | 1.5123e-06 | 0 | 0
| SPS1 | CH | Fuel consumption in urban buses¦Motor Diesel¦Total¦New conventional ICE diesel urban buses (Mega) | PJ/yr. | 0.0048882 | 0.00059584 | 0.00061718 | 0 | 2.2429e-07 | 0 | 0 | 0 | 0 | 0 | 0 | 0
| SPS1 | CH | Fuel consumption in urban buses¦Motor Gas | PJ/yr. | 0.00031444 | 0.00066797 | 0.018006 | 2.8068e-05 | 1.7479e-05 | 1.3793e-05 | 2.4253e-06 | 1.9781e-06 | 1.8787e-06 | 2.2082e-06 | 3.4037e-06 | 1.0864e-06
| SPS1 | CH | Fuel consumption in urban buses¦Motor Gas¦Fossil gases | PJ/yr. | 0.00029014 | 0.00058403 | 0.017531 | 1.9049e-05 | 0 | 0 | 0 | 0 | 0 | 0 | 0 | 0
| SPS1 | CH | Fuel consumption in urban buses¦Motor Gas¦Synthetic gases | PJ/yr. | 2.4302e-05 | 8.3946e-05 | 0.0004743 | 9.0189e-06 | 0.0053816 | 0.0063727 | 0.00015438 | 0.00013029 | 0.00017856 | 0.00016727 | 0.0010947 | 0.00010651
| SPS1 | CH | Fuel consumption in urban buses¦Motor Gas¦Synthetic gases¦Biogases¦Biogas | PJ/yr. | 2.4302e-05 | 8.3946e-05 | 0.0004743 | 9.0189e-06 | 5.3983e-06 | 4.9705e-07 | 1.1389e-07 | 1.8737e-07 | 1.2971e-07 | 2.373e-07 | 2.9524e-07 | 1.7856e-07
| SPS1 | CH | Fuel consumption in urban buses¦Motor Gas¦Synthetic gases¦PtG¦PtG gas | PJ/yr. | 0 | 0 | 0 | 0 | 0.0053763 | 0.0063723 | 0.00015427 | 0.00013011 | 0.00017843 | 0.00016703 | 0.0010944 | 0.00010633
| SPS1 | CH | Fuel consumption in urban buses¦Motor Gas¦Total¦Existing ICE Gas urban buses | PJ/yr. | 0.00031444 | 0.00031688 | 0.00031578 | 0 | 0 | 0 | 0 | 0 | 0 | 0 | 0 | 0
| SPS1 | CH | Fuel consumption in urban buses¦Motor Gas¦Total¦New conventional ICE gas urban buses (Mini) | PJ/yr. | 0 | 0.0001401 | 0.0016068 | 6.1319e-07 | 2.9234e-06 | 1.7604e-06 | 0 | 2.4126e-07 | 2.4077e-07 | 2.4664e-07 | 4.9152e-07 | 0
| SPS1 | CH | Fuel consumption in urban buses¦Motor Gas¦Total¦New conventional ICE gas urban buses (Midi) | PJ/yr. | 0 | 0.00010837 | 0.015476 | 1.8623e-06 | 3.7154e-06 | 2.1229e-06 | 0 | 0 | 0 | 3.4336e-07 | 6.9992e-07 | 0
| SPS1 | CH | Fuel consumption in urban buses¦Motor Gas¦Total¦New conventional ICE gas urban buses (Maxi) | PJ/yr. | 0 | 9.8877e-05 | 0.00053563 | 2.5592e-05 | 1.084e-05 | 9.9095e-06 | 2.4253e-06 | 1.7368e-06 | 1.6379e-06 | 1.6182e-06 | 2.2123e-06 | 1.0864e-06
| SPS1 | CH | Fuel consumption in urban buses¦Motor Gas¦Total¦New conventional ICE gas urban buses (Mega) | PJ/yr. | 0 | 3.748e-06 | 7.1555e-05 | 0 | 0 | 0 | 0 | 0 | 0 | 0 | 0 | 0
| SPS1 | CH | Urban buses mileage | billion km/yr. | 0.29539 | 0.3012 | 0.3099 | 0.32433 | 0.33847 | 0.35286 | 0.36516 | 0.37746 | 0.38805 | 0.39909 | 0.41129 | 0.42533
| SPS1 | CH | Urban buses mileage¦Electricity¦Existing electric urban buses | billion km/yr. | 0.0019363 | 0.0016028 | 0.001009 | 0 | 0 | 0 | 0 | 0 | 0 | 0 | 0 | 0
| SPS1 | CH | Urban buses mileage¦Electricity¦New electric urban buses (Mini) | billion km/yr. | 1.7394e-06 | 0.00041715 | 0.00096393 | 0.11028 | 0.11495 | 0.11973 | 0.1236 | 0.12675 | 0.12887 | 0.10064 | 0.055291 | 0.045637
| SPS1 | CH | Urban buses mileage¦Electricity¦New electric urban buses (Midi) | billion km/yr. | 0.00031601 | 0.00054837 | 0.0009573 | 0.039744 | 0.041414 | 0.043123 | 0.044486 | 0.045735 | 0.04673 | 0.047538 | 0.048607 | 0.048332
| SPS1 | CH | Urban buses mileage¦Electricity¦New electric urban buses (Maxi) | billion km/yr. | 0.00068232 | 0.00080639 | 0.00094944 | 0.10511 | 0.1007 | 0.095285 | 0.088046 | 0.080939 | 0.075778 | 0.10239 | 0.1571 | 0.17304
| SPS1 | CH | Urban buses mileage¦Electricity¦New electric urban buses (Mega) | billion km/yr. | 2.8056e-05 | 3.7619e-05 | 6.437e-05 | 2.6025e-05 | 2.867e-05 | 4.0592e-05 | 4.3235e-05 | 7.9071e-05 | 5.8474e-05 | 7.0453e-05 | 7.818e-05 | 0.00012356
| SPS1 | CH | Urban buses mileage¦Hydrogen¦New fuel cell urban buses (Mini) | billion km/yr. | 0 | 0 | 0 | 8.5487e-08 | 0 | 0 | 0 | 0 | 0 | 0 | 0 | 0
| SPS1 | CH | Urban buses mileage¦Hydrogen¦New fuel cell urban buses (Midi) | billion km/yr. | 0 | 0 | 0 | 4.0914e-08 | 0 | 0 | 0 | 0 | 0 | 0 | 0 | 0
| SPS1 | CH | Urban buses mileage¦Hydrogen¦New fuel cell urban buses (Maxi) | billion km/yr. | 0 | 0 | 0 | 1.3968e-07 | 0 | 0 | 0 | 0 | 0 | 0 | 0 | 0
| SPS1 | CH | Urban buses mileage¦Hydrogen¦New fuel cell urban buses (Mega) | billion km/yr. | 0 | 0 | 0 | 0 | 0 | 0 | 0 | 0 | 0 | 0 | 0 | 0
| SPS1 | CH | Urban buses mileage¦Motor Diesel¦Total¦New conventional hybrid diesel urban buses (Mini) | billion km/yr. | 0 | 0.00073624 | 0.00083425 | 7.4963e-05 | 0.00021943 | 0.00032344 | 0.00063295 | 0.0016343 | 0.0031377 | 0.035112 | 0.084597 | 0.098974
| SPS1 | CH | Urban buses mileage¦Motor Diesel¦Total¦New conventional hybrid diesel urban buses (Midi) | billion km/yr. | 0 | 7.0018e-05 | 0.00011832 | 9.9544e-05 | 0.00016175 | 0.000222 | 0.00036988 | 0.00063181 | 0.00093699 | 0.0014865 | 0.0019152 | 0.0039165
| SPS1 | CH | Urban buses mileage¦Motor Diesel¦Total¦New conventional hybrid diesel urban buses (Maxi) | billion km/yr. | 0 | 0.0034102 | 0.047901 | 0.068985 | 0.08099 | 0.094126 | 0.10797 | 0.12168 | 0.13253 | 0.11184 | 0.063678 | 0.055277
| SPS1 | CH | Urban buses mileage¦Motor Diesel¦Total¦New conventional hybrid diesel urban buses (Mega) | billion km/yr. | 0 | 2.0992e-06 | 4.6557e-06 | 2.9366e-06 | 6.218e-06 | 9.8922e-06 | 1.0266e-05 | 1.4869e-05 | 1.5348e-05 | 1.5385e-05 | 2.4066e-05 | 3.4565e-05
| SPS1 | CH | Urban buses mileage¦Motor Diesel¦Total¦Existing ICE diesel urban buses | billion km/yr. | 0.24217 | 0.19378 | 0.12109 | 0 | 0 | 0 | 0 | 0 | 0 | 0 | 0 | 0
| SPS1 | CH | Urban buses mileage¦Motor Diesel¦Total¦New conventional ICE diesel urban buses (Mini) | billion km/yr. | 3.6899e-05 | 0.033578 | 0.06107 | 6.3615e-06 | 1.3617e-07 | 0 | 0 | 0 | 0 | 0 | 0 | 0
| SPS1 | CH | Urban buses mileage¦Motor Diesel¦Total¦New conventional ICE diesel urban buses (Midi) | billion km/yr. | 0.0094784 | 0.011944 | 0.020348 | 0 | 8.4817e-08 | 0 | 0 | 0 | 0 | 0 | 0 | 0
| SPS1 | CH | Urban buses mileage¦Motor Diesel¦Total¦New conventional ICE diesel urban buses (Maxi) | billion km/yr. | 0.036162 | 0.05067 | 0.050728 | 0 | 7.2578e-07 | 7.3388e-07 | 4.6442e-07 | 8.232e-07 | 4.1672e-07 | 1.2426e-07 | 0 | 0
| SPS1 | CH | Urban buses mileage¦Motor Diesel¦Total¦New conventional ICE diesel urban buses (Mega) | billion km/yr. | 0.00018891 | 2.3168e-05 | 2.4201e-05 | 0 | 1.022e-08 | 0 | 0 | 0 | 0 | 0 | 0 | 0
| SPS1 | CH | Urban buses mileage¦Motor Gas¦Total¦Existing ICE Gas urban buses | billion km/yr. | 0.0043923 | 0.0035449 | 0.0022151 | 0 | 0 | 0 | 0 | 0 | 0 | 0 | 0 | 0
| SPS1 | CH | Urban buses mileage¦Motor Gas¦Total¦New conventional ICE gas urban buses (Mini) | billion km/yr. | 0 | 1.6845e-05 | 0.00020268 | 8.0982e-08 | 4.1734e-07 | 2.6239e-07 | 0 | 4.0551e-08 | 4.047e-08 | 4.1455e-08 | 8.2616e-08 | 0
| SPS1 | CH | Urban buses mileage¦Motor Gas¦Total¦New conventional ICE gas urban buses (Midi) | billion km/yr. | 0 | 9.2113e-06 | 0.0013833 | 1.6767e-07 | 3.6551e-07 | 2.203e-07 | 0 | 0 | 0 | 4.0178e-08 | 8.19e-08 | 0
| SPS1 | CH | Urban buses mileage¦Motor Gas¦Total¦New conventional ICE gas urban buses (Maxi) | billion km/yr. | 0 | 5.5788e-06 | 3.1437e-05 | 1.5173e-06 | 7.1777e-07 | 6.785e-07 | 1.74e-07 | 1.2907e-07 | 1.2722e-07 | 1.2568e-07 | 1.7182e-07 | 8.4376e-08
| SPS1 | CH | Urban buses mileage¦Motor Gas¦Total¦New conventional ICE gas urban buses (Mega) | billion km/yr. | 0 | 1.4126e-07 | 2.8011e-06 | 0 | 0 | 0 | 0 | 0 | 0 | 0 | 0 | 0
| SPS1 | CH | Urban buses efficiency | km/MJ | bar: 2020 to 2070
| SPS1 | CH | Urban buses efficiency¦Electricity¦Existing electric urban buses | km/MJ | 4.1906 | 3.3738 | 2.1485 | - | - | - | - | - | - | - | - | -
| SPS1 | CH | Urban buses efficiency¦Electricity¦New electric urban buses (Mini) | km/MJ | 0.37869 | 0.39237 | 0.40393 | 0.44726 | 0.47095 | 0.47229 | 0.49728 | 0.53149 | 0.53786 | 0.54236 | 0.54236 | 0.54236
| SPS1 | CH | Urban buses efficiency¦Electricity¦New electric urban buses (Midi) | km/MJ | 0.27518 | 0.27831 | 0.28676 | 0.3238 | 0.3395 | 0.34352 | 0.35773 | 0.38348 | 0.38913 | 0.39242 | 0.39242 | 0.39242
| SPS1 | CH | Urban buses efficiency¦Electricity¦New electric urban buses (Maxi) | km/MJ | 0.18297 | 0.18544 | 0.1873 | 0.21585 | 0.21836 | 0.2364 | 0.24132 | 0.25892 | 0.26161 | 0.26214 | 0.26214 | 0.26214
| SPS1 | CH | Urban buses efficiency¦Electricity¦New electric urban buses (Mega) | km/MJ | 0.12199 | 0.12417 | 0.1271 | 0.13685 | 0.15027 | 0.15694 | 0.16497 | 0.17276 | 0.17548 | 0.17548 | 0.17548 | 0.17548
| SPS1 | CH | Urban buses efficiency¦Hydrogen¦New fuel cell urban buses (Mini) | km/MJ | - | - | - | 0.2344 | - | - | - | - | - | - | - | -
| SPS1 | CH | Urban buses efficiency¦Hydrogen¦New fuel cell urban buses (Midi) | km/MJ | - | - | - | 0.1691 | - | - | - | - | - | - | - | -
| SPS1 | CH | Urban buses efficiency¦Hydrogen¦New fuel cell urban buses (Maxi) | km/MJ | - | - | - | 0.11311 | - | - | - | - | - | - | - | -
| SPS1 | CH | Urban buses efficiency¦Hydrogen¦New fuel cell urban buses (Mega) | km/MJ | bar: 2020 to 2070
| SPS1 | CH | Urban buses efficiency¦Motor Diesel¦Total¦New conventional hybrid diesel urban buses (Mini) | km/MJ | - | 0.16251 | 0.16347 | 0.17541 | 0.1911 | 0.19874 | 0.20949 | 0.22177 | 0.22435 | 0.22493 | 0.22493 | 0.22493
| SPS1 | CH | Urban buses efficiency¦Motor Diesel¦Total¦New conventional hybrid diesel urban buses (Midi) | km/MJ | - | 0.11649 | 0.11876 | 0.12469 | 0.1352 | 0.14259 | 0.14953 | 0.15793 | 0.16048 | 0.16122 | 0.16122 | 0.16122
| SPS1 | CH | Urban buses efficiency¦Motor Diesel¦Total¦New conventional hybrid diesel urban buses (Maxi) | km/MJ | - | 0.078236 | 0.081907 | 0.084117 | 0.092684 | 0.095308 | 0.10137 | 0.10569 | 0.10822 | 0.10865 | 0.10865 | 0.10865
| SPS1 | CH | Urban buses efficiency¦Motor Diesel¦Total¦New conventional hybrid diesel urban buses (Mega) | km/MJ | - | 0.052751 | 0.053838 | 0.056295 | 0.062997 | 0.065094 | 0.069032 | 0.072185 | 0.073435 | 0.073435 | 0.073435 | 0.073435
| SPS1 | CH | Urban buses efficiency¦Motor Diesel¦Total¦Existing ICE diesel urban buses | km/MJ | 13.9687 | 11.1896 | 7.021 | - | - | - | - | - | - | - | - | -
| SPS1 | CH | Urban buses efficiency¦Motor Diesel¦Total¦New conventional ICE diesel urban buses (Mini) | km/MJ | 0.12392 | 0.12851 | 0.13153 | 0.12392 | 0.15484 | - | - | - | - | - | - | -
| SPS1 | CH | Urban buses efficiency¦Motor Diesel¦Total¦New conventional ICE diesel urban buses (Midi) | km/MJ | 0.087466 | 0.087815 | 0.090681 | - | 0.10125 | - | - | - | - | - | - | -
| SPS1 | CH | Urban buses efficiency¦Motor Diesel¦Total¦New conventional ICE diesel urban buses (Maxi) | km/MJ | 0.05795 | 0.058111 | 0.058114 | - | 0.070209 | 0.073 | 0.077231 | 0.080232 | 0.082166 | 0.082166 | - | -
| SPS1 | CH | Urban buses efficiency¦Motor Diesel¦Total¦New conventional ICE diesel urban buses (Mega) | km/MJ | 0.038646 | 0.038882 | 0.039213 | - | 0.045565 | - | - | - | - | - | - | -
| SPS1 | CH | Urban buses efficiency¦Motor Gas¦Total¦Existing ICE Gas urban buses | km/MJ | 13.9687 | 11.187 | 7.0145 | - | - | - | - | - | - | - | - | -
| SPS1 | CH | Urban buses efficiency¦Motor Gas¦Total¦New conventional ICE gas urban buses (Mini) | km/MJ | - | 0.12024 | 0.12614 | 0.13207 | 0.14276 | 0.14905 | - | 0.16808 | 0.16808 | 0.16808 | 0.16808 | -
| SPS1 | CH | Urban buses efficiency¦Motor Gas¦Total¦New conventional ICE gas urban buses (Midi) | km/MJ | - | 0.084998 | 0.089386 | 0.090036 | 0.098376 | 0.10377 | - | - | - | 0.11701 | 0.11701 | -
| SPS1 | CH | Urban buses efficiency¦Motor Gas¦Total¦New conventional ICE gas urban buses (Maxi) | km/MJ | - | 0.056422 | 0.058691 | 0.05929 | 0.066213 | 0.06847 | 0.071746 | 0.074313 | 0.077669 | 0.077669 | 0.077669 | 0.077669
| SPS1 | CH | Urban buses efficiency¦Motor Gas¦Total¦New conventional ICE gas urban buses (Mega) | km/MJ | - | 0.037689 | 0.039146 | - | - | - | - | - | - | - | - | -
| SPS1 | CH | Fuel consumption in coaches | PJ/yr. | 0.81462 | 0.84778 | 1.0223 | 0.59682 | 0.58322 | 0.54799 | 0.53066 | 0.50008 | 0.51285 | 0.5321 | 0.55372 | 0.56462
| SPS1 | CH | Fuel consumption in coaches¦Electricity | PJ/yr. | 0.0012797 | 0.0016826 | 0.0027101 | 0.23073 | 0.22541 | 0.21911 | 0.21149 | 0.19981 | 0.19643 | 0.19605 | 0.19687 | 0.20465
| SPS1 | CH | Fuel consumption in coaches¦Electricity¦Existing electric coaches | PJ/yr. | 0 | 0 | 0 | 0 | 0 | 0 | 0 | 0 | 0 | 0 | 0 | 0
| SPS1 | CH | Fuel consumption in coaches¦Electricity¦New electric coaches (Mini) | PJ/yr. | 0.00032369 | 0.00048922 | 0.00082891 | 0.14423 | 0.13469 | 0.13348 | 0.12601 | 0.11354 | 0.11214 | 0.10948 | 0.11236 | 0.10533
| SPS1 | CH | Fuel consumption in coaches¦Electricity¦New electric coaches (Midi) | PJ/yr. | 0.00063593 | 0.0006172 | 0.0010131 | 0.085415 | 0.088633 | 0.082334 | 0.081194 | 0.08037 | 0.077473 | 0.076482 | 0.069264 | 0.068056
| SPS1 | CH | Fuel consumption in coaches¦Electricity¦New electric coaches (Maxi) | PJ/yr. | 0.00032011 | 0.00049247 | 0.00067525 | 0.00094381 | 0.0019038 | 0.0030421 | 0.0040647 | 0.0055996 | 0.0065535 | 0.0097872 | 0.014868 | 0.03073
| SPS1 | CH | Fuel consumption in coaches¦Electricity¦New electric coaches (Mega) | PJ/yr. | 0 | 8.3731e-05 | 0.00019285 | 0.00013832 | 0.0001755 | 0.00024768 | 0.00022265 | 0.00030377 | 0.00027065 | 0.00029386 | 0.00038643 | 0.00053057
| SPS1 | CH | Fuel consumption in coaches¦Hydrogen | PJ/yr. | 0 | 0 | 0 | 6.7298e-07 | 0 | 0 | 0 | 0 | 0 | 0 | 0 | 0
| SPS1 | CH | Fuel consumption in coaches¦Hydrogen¦New fuel cell coaches (Mini) | PJ/yr. | 0 | 0 | 0 | 1.7661e-07 | 0 | 0 | 0 | 0 | 0 | 0 | 0 | 0
| SPS1 | CH | Fuel consumption in coaches¦Hydrogen¦New fuel cell coaches (Midi) | PJ/yr. | 0 | 0 | 0 | 4.9636e-07 | 0 | 0 | 0 | 0 | 0 | 0 | 0 | 0
| SPS1 | CH | Fuel consumption in coaches¦Hydrogen¦New fuel cell coaches (Maxi) | PJ/yr. | 0 | 0 | 0 | 0 | 0 | 0 | 0 | 0 | 0 | 0 | 0 | 0
| SPS1 | CH | Fuel consumption in coaches¦Hydrogen¦New fuel cell coaches (Mega) | PJ/yr. | 0 | 0 | 0 | 0 | 0 | 0 | 0 | 0 | 0 | 0 | 0 | 0
| SPS1 | CH | Fuel consumption in coaches¦Motor Diesel | PJ/yr. | 0.8132 | 0.84567 | 1.0173 | 0.36609 | 0.35781 | 0.32888 | 0.31917 | 0.30026 | 0.31642 | 0.33606 | 0.35685 | 0.35996
| SPS1 | CH | Fuel consumption in coaches¦Motor Diesel¦Fossil liquids | PJ/yr. | 0.79301 | 0.82352 | 0.97171 | 0.35417 | 0.3452 | 0.31604 | 0.30655 | 0.28822 | 0.3036 | 0.32004 | 0.33611 | 0.33783
| SPS1 | CH | Fuel consumption in coaches¦Motor Diesel¦Synthetic liquids | PJ/yr. | 0.020192 | 0.022149 | 0.045629 | 0.011911 | 0.012614 | 0.012839 | 0.012624 | 0.012039 | 0.012818 | 0.016021 | 0.02074 | 0.022133
| SPS1 | CH | Fuel consumption in coaches¦Motor Diesel¦Synthetic liquids¦Bioliquids¦Biodiesel | PJ/yr. | 0.020192 | 0.022149 | 0.045629 | 0.011911 | 0.012614 | 0.012839 | 0.012624 | 0.012039 | 0.012818 | 0.016021 | 0.02074 | 0.022133
| SPS1 | CH | Fuel consumption in coaches¦Motor Diesel¦Synthetic liquids¦PtL¦PtL Diesel | PJ/yr. | 0 | 0 | 0 | 0 | 0 | 0 | 0 | 0 | 0 | 0 | 0 | 0
| SPS1 | CH | Fuel consumption in coaches¦Motor Diesel¦Total¦New conventional hybrid diesel coaches (Mini) | PJ/yr. | 0 | 0.0018428 | 0.002379 | 0.0013124 | 0.0077575 | 0.0094729 | 0.01406 | 0.022308 | 0.03118 | 0.043683 | 0.045176 | 0.07015
| SPS1 | CH | Fuel consumption in coaches¦Motor Diesel¦Total¦New conventional hybrid diesel coaches (Midi) | PJ/yr. | 0 | 0.00053649 | 0.041734 | 0.22822 | 0.21807 | 0.2002 | 0.19153 | 0.17561 | 0.18311 | 0.19487 | 0.22299 | 0.23606
| SPS1 | CH | Fuel consumption in coaches¦Motor Diesel¦Total¦New conventional hybrid diesel coaches (Maxi) | PJ/yr. | 0 | 0.00031593 | 0.0047339 | 0.1365 | 0.13191 | 0.11909 | 0.11346 | 0.10218 | 0.10196 | 0.097334 | 0.088424 | 0.053373
| SPS1 | CH | Fuel consumption in coaches¦Motor Diesel¦Total¦New conventional hybrid diesel coaches (Mega) | PJ/yr. | 0 | 3.2869e-05 | 7.1552e-05 | 4.8618e-05 | 8.0549e-05 | 0.00012332 | 0.00012068 | 0.00016617 | 0.0001697 | 0.00016574 | 0.00026371 | 0.0003765
| SPS1 | CH | Fuel consumption in coaches¦Motor Diesel¦Total¦Existing ICE diesel coaches | PJ/yr. | 0.0060265 | 0.0060127 | 0.0059679 | 0 | 0 | 0 | 0 | 0 | 0 | 0 | 0 | 0
| SPS1 | CH | Fuel consumption in coaches¦Motor Diesel¦Total¦New conventional ICE diesel coaches (Mini) | PJ/yr. | 0.11321 | 0.30972 | 0.37618 | 0 | 0 | 0 | 0 | 0 | 0 | 0 | 0 | 0
| SPS1 | CH | Fuel consumption in coaches¦Motor Diesel¦Total¦New conventional ICE diesel coaches (Midi) | PJ/yr. | 0.51912 | 0.39895 | 0.43441 | 0 | 0 | 0 | 0 | 0 | 0 | 0 | 0 | 0
| SPS1 | CH | Fuel consumption in coaches¦Motor Diesel¦Total¦New conventional ICE diesel coaches (Maxi) | PJ/yr. | 0.16024 | 0.12778 | 0.15131 | 0 | 0 | 0 | 0 | 0 | 0 | 0 | 0 | 0
| SPS1 | CH | Fuel consumption in coaches¦Motor Diesel¦Total¦New conventional ICE diesel coaches (Mega) | PJ/yr. | 0.0146 | 0.00047964 | 0.00055105 | 0 | 0 | 0 | 0 | 0 | 0 | 0 | 0 | 0
| SPS1 | CH | Fuel consumption in coaches¦Motor Gas | PJ/yr. | 0.0001365 | 0.00043351 | 0.0022045 | 0 | 0 | 0 | 0 | 0 | 0 | 0 | 0 | 0
| SPS1 | CH | Fuel consumption in coaches¦Motor Gas¦Fossil gases | PJ/yr. | 0.00012595 | 0.00037903 | 0.0021464 | 0 | 0 | 0 | 0 | 0 | 0 | 0 | 0 | 0
| SPS1 | CH | Fuel consumption in coaches¦Motor Gas¦Synthetic gases | PJ/yr. | 1.055e-05 | 5.448e-05 | 5.807e-05 | 0 | 0 | 0 | 0 | 0 | 0 | 0 | 0 | 0
| SPS1 | CH | Fuel consumption in coaches¦Motor Gas¦Synthetic gases¦Biogases¦Biogas | PJ/yr. | 1.055e-05 | 5.448e-05 | 5.807e-05 | 0 | 0 | 0 | 0 | 0 | 0 | 0 | 0 | 0
| SPS1 | CH | Fuel consumption in coaches¦Motor Gas¦Synthetic gases¦PtG¦PtG gas | PJ/yr. | 0 | 0 | 0 | 0 | 0 | 0 | 0 | 0 | 0 | 0 | 0 | 0
| SPS1 | CH | Fuel consumption in coaches¦Motor Gas¦Total¦Existing ICE Gas coaches | PJ/yr. | 0.0001365 | 0.000137 | 0.00013591 | 0 | 0 | 0 | 0 | 0 | 0 | 0 | 0 | 0
| SPS1 | CH | Fuel consumption in coaches¦Motor Gas¦Total¦New conventional ICE gas coaches (Mini) | PJ/yr. | 0 | 0.00013911 | 0.0010934 | 0 | 0 | 0 | 0 | 0 | 0 | 0 | 0 | 0
| SPS1 | CH | Fuel consumption in coaches¦Motor Gas¦Total¦New conventional ICE gas coaches (Midi) | PJ/yr. | 0 | 9.2097e-05 | 0.00059146 | 0 | 0 | 0 | 0 | 0 | 0 | 0 | 0 | 0
| SPS1 | CH | Fuel consumption in coaches¦Motor Gas¦Total¦New conventional ICE gas coaches (Maxi) | PJ/yr. | 0 | 6.177e-05 | 0.00033642 | 0 | 0 | 0 | 0 | 0 | 0 | 0 | 0 | 0
| SPS1 | CH | Fuel consumption in coaches¦Motor Gas¦Total¦New conventional ICE gas coaches (Mega) | PJ/yr. | 0 | 3.5253e-06 | 4.7238e-05 | 0 | 0 | 0 | 0 | 0 | 0 | 0 | 0 | 0
| SPS1 | CH | Coaches mileage | billion km/yr. | 0.13096 | 0.13168 | 0.13273 | 0.13444 | 0.13465 | 0.13475 | 0.13508 | 0.13541 | 0.13971 | 0.14384 | 0.14782 | 0.15165
| SPS1 | CH | Coaches mileage¦Electricity¦Existing electric coaches | billion km/yr. | 0 | 0 | 0 | 0 | 0 | 0 | 0 | 0 | 0 | 0 | 0 | 0
| SPS1 | CH | Coaches mileage¦Electricity¦New electric coaches (Mini) | billion km/yr. | 0.00012258 | 0.0001884 | 0.00032977 | 0.06449 | 0.063317 | 0.062977 | 0.062077 | 0.060217 | 0.060238 | 0.059379 | 0.060937 | 0.057129
| SPS1 | CH | Coaches mileage¦Electricity¦New electric coaches (Midi) | billion km/yr. | 0.000175 | 0.00017202 | 0.00029012 | 0.027673 | 0.028823 | 0.028829 | 0.029377 | 0.030523 | 0.030259 | 0.030013 | 0.02718 | 0.026706
| SPS1 | CH | Coaches mileage¦Electricity¦New electric coaches (Maxi) | billion km/yr. | 5.8571e-05 | 9.1126e-05 | 0.00012719 | 0.00019341 | 0.00042868 | 0.00070981 | 0.00099786 | 0.0014389 | 0.0017135 | 0.0025657 | 0.0038975 | 0.0080555
| SPS1 | CH | Coaches mileage¦Electricity¦New electric coaches (Mega) | billion km/yr. | 0 | 1.0586e-05 | 2.4998e-05 | 1.9331e-05 | 2.646e-05 | 3.8901e-05 | 3.6786e-05 | 5.2471e-05 | 4.7493e-05 | 5.1565e-05 | 6.7809e-05 | 9.3102e-05
| SPS1 | CH | Coaches mileage¦Hydrogen¦New fuel cell coaches (Mini) | billion km/yr. | 0 | 0 | 0 | 4.1398e-08 | 0 | 0 | 0 | 0 | 0 | 0 | 0 | 0
| SPS1 | CH | Coaches mileage¦Hydrogen¦New fuel cell coaches (Midi) | billion km/yr. | 0 | 0 | 0 | 8.3936e-08 | 0 | 0 | 0 | 0 | 0 | 0 | 0 | 0
| SPS1 | CH | Coaches mileage¦Hydrogen¦New fuel cell coaches (Maxi) | billion km/yr. | 0 | 0 | 0 | 0 | 0 | 0 | 0 | 0 | 0 | 0 | 0 | 0
| SPS1 | CH | Coaches mileage¦Hydrogen¦New fuel cell coaches (Mega) | billion km/yr. | 0 | 0 | 0 | 0 | 0 | 0 | 0 | 0 | 0 | 0 | 0 | 0
| SPS1 | CH | Coaches mileage¦Motor Diesel¦Total¦New conventional hybrid diesel coaches (Mini) | billion km/yr. | 0 | 0.00029949 | 0.00039129 | 0.00022892 | 0.0014965 | 0.0018654 | 0.0029275 | 0.0049273 | 0.0069796 | 0.0098257 | 0.010162 | 0.015779
| SPS1 | CH | Coaches mileage¦Motor Diesel¦Total¦New conventional hybrid diesel coaches (Midi) | billion km/yr. | 0 | 6.2498e-05 | 0.0051032 | 0.029744 | 0.028684 | 0.028717 | 0.028311 | 0.027306 | 0.029405 | 0.031417 | 0.035949 | 0.038058
| SPS1 | CH | Coaches mileage¦Motor Diesel¦Total¦New conventional hybrid diesel coaches (Maxi) | billion km/yr. | 0 | 2.4717e-05 | 0.00038786 | 0.012092 | 0.011873 | 0.0116 | 0.011345 | 0.010932 | 0.011052 | 0.010575 | 0.0096072 | 0.005799
| SPS1 | CH | Coaches mileage¦Motor Diesel¦Total¦New conventional hybrid diesel coaches (Mega) | billion km/yr. | 0 | 1.7339e-06 | 3.8561e-06 | 2.7419e-06 | 5.0728e-06 | 8.036e-06 | 8.335e-06 | 1.1995e-05 | 1.2462e-05 | 1.2171e-05 | 1.9366e-05 | 2.7648e-05
| SPS1 | CH | Coaches mileage¦Motor Diesel¦Total¦Existing ICE diesel coaches | billion km/yr. | 0.059965 | 0.04798 | 0.029982 | 0 | 0 | 0 | 0 | 0 | 0 | 0 | 0 | 0
| SPS1 | CH | Coaches mileage¦Motor Diesel¦Total¦New conventional ICE diesel coaches (Mini) | billion km/yr. | 0.014029 | 0.039239 | 0.048238 | 0 | 0 | 0 | 0 | 0 | 0 | 0 | 0 | 0
| SPS1 | CH | Coaches mileage¦Motor Diesel¦Total¦New conventional ICE diesel coaches (Midi) | billion km/yr. | 0.045406 | 0.035032 | 0.038141 | 0 | 0 | 0 | 0 | 0 | 0 | 0 | 0 | 0
| SPS1 | CH | Coaches mileage¦Motor Diesel¦Total¦New conventional ICE diesel coaches (Maxi) | billion km/yr. | 0.0092857 | 0.0074339 | 0.0087994 | 0 | 0 | 0 | 0 | 0 | 0 | 0 | 0 | 0
| SPS1 | CH | Coaches mileage¦Motor Diesel¦Total¦New conventional ICE diesel coaches (Mega) | billion km/yr. | 0.00056424 | 1.8663e-05 | 2.1568e-05 | 0 | 0 | 0 | 0 | 0 | 0 | 0 | 0 | 0
| SPS1 | CH | Coaches mileage¦Motor Gas¦Total¦Existing ICE Gas coaches | billion km/yr. | 0.0013582 | 0.0010928 | 0.0006818 | 0 | 0 | 0 | 0 | 0 | 0 | 0 | 0 | 0
| SPS1 | CH | Coaches mileage¦Motor Gas¦Total¦New conventional ICE gas coaches (Mini) | billion km/yr. | 0 | 1.6727e-05 | 0.0001376 | 0 | 0 | 0 | 0 | 0 | 0 | 0 | 0 | 0
| SPS1 | CH | Coaches mileage¦Motor Gas¦Total¦New conventional ICE gas coaches (Midi) | billion km/yr. | 0 | 7.8281e-06 | 5.2403e-05 | 0 | 0 | 0 | 0 | 0 | 0 | 0 | 0 | 0
| SPS1 | CH | Coaches mileage¦Motor Gas¦Total¦New conventional ICE gas coaches (Maxi) | billion km/yr. | 0 | 3.4852e-06 | 1.9732e-05 | 0 | 0 | 0 | 0 | 0 | 0 | 0 | 0 | 0
| SPS1 | CH | Coaches mileage¦Motor Gas¦Total¦New conventional ICE gas coaches (Mega) | billion km/yr. | 0 | 1.3286e-07 | 1.8443e-06 | 0 | 0 | 0 | 0 | 0 | 0 | 0 | 0 | 0
| SPS1 | CH | Coaches efficiency | km/MJ | bar: 2020 to 2070
| SPS1 | CH | Coaches efficiency¦Electricity¦Existing electric coaches | km/MJ | bar: 2020 to 2070
| SPS1 | CH | Coaches efficiency¦Electricity¦New electric coaches (Mini) | km/MJ | 0.37869 | 0.38509 | 0.39783 | 0.44712 | 0.47008 | 0.4718 | 0.49263 | 0.53035 | 0.53718 | 0.54236 | 0.54236 | 0.54236
| SPS1 | CH | Coaches efficiency¦Electricity¦New electric coaches (Midi) | km/MJ | 0.27518 | 0.27872 | 0.28638 | 0.32398 | 0.32519 | 0.35015 | 0.36181 | 0.37978 | 0.39057 | 0.39242 | 0.39242 | 0.39242
| SPS1 | CH | Coaches efficiency¦Electricity¦New electric coaches (Maxi) | km/MJ | 0.18297 | 0.18504 | 0.18836 | 0.20492 | 0.22517 | 0.23333 | 0.2455 | 0.25697 | 0.26147 | 0.26214 | 0.26214 | 0.26214
| SPS1 | CH | Coaches efficiency¦Electricity¦New electric coaches (Mega) | km/MJ | - | 0.12643 | 0.12962 | 0.13976 | 0.15077 | 0.15706 | 0.16522 | 0.17274 | 0.17548 | 0.17548 | 0.17548 | 0.17548
| SPS1 | CH | Coaches efficiency¦Hydrogen¦New fuel cell coaches (Mini) | km/MJ | - | - | - | 0.2344 | - | - | - | - | - | - | - | -
| SPS1 | CH | Coaches efficiency¦Hydrogen¦New fuel cell coaches (Midi) | km/MJ | - | - | - | 0.1691 | - | - | - | - | - | - | - | -
| SPS1 | CH | Coaches efficiency¦Hydrogen¦New fuel cell coaches (Maxi) | km/MJ | bar: 2020 to 2070
| SPS1 | CH | Coaches efficiency¦Hydrogen¦New fuel cell coaches (Mega) | km/MJ | bar: 2020 to 2070
| SPS1 | CH | Coaches efficiency¦Motor Diesel¦Total¦New conventional hybrid diesel coaches (Mini) | km/MJ | - | 0.16251 | 0.16448 | 0.17443 | 0.19291 | 0.19692 | 0.20822 | 0.22088 | 0.22385 | 0.22493 | 0.22493 | 0.22493
| SPS1 | CH | Coaches efficiency¦Motor Diesel¦Total¦New conventional hybrid diesel coaches (Midi) | km/MJ | - | 0.11649 | 0.12228 | 0.13033 | 0.13154 | 0.14344 | 0.14782 | 0.1555 | 0.16058 | 0.16122 | 0.16122 | 0.16122
| SPS1 | CH | Coaches efficiency¦Motor Diesel¦Total¦New conventional hybrid diesel coaches (Maxi) | km/MJ | - | 0.078236 | 0.081933 | 0.088584 | 0.09001 | 0.097407 | 0.099984 | 0.10699 | 0.10839 | 0.10865 | 0.10865 | 0.10865
| SPS1 | CH | Coaches efficiency¦Motor Diesel¦Total¦New conventional hybrid diesel coaches (Mega) | km/MJ | - | 0.052751 | 0.053892 | 0.056396 | 0.062978 | 0.065162 | 0.06907 | 0.072187 | 0.073435 | 0.073435 | 0.073435 | 0.073435
| SPS1 | CH | Coaches efficiency¦Motor Diesel¦Total¦Existing ICE diesel coaches | km/MJ | 9.9502 | 7.9797 | 5.0239 | - | - | - | - | - | - | - | - | -
| SPS1 | CH | Coaches efficiency¦Motor Diesel¦Total¦New conventional ICE diesel coaches (Mini) | km/MJ | 0.12392 | 0.1267 | 0.12823 | - | - | - | - | - | - | - | - | -
| SPS1 | CH | Coaches efficiency¦Motor Diesel¦Total¦New conventional ICE diesel coaches (Midi) | km/MJ | 0.087466 | 0.087811 | 0.087798 | - | - | - | - | - | - | - | - | -
| SPS1 | CH | Coaches efficiency¦Motor Diesel¦Total¦New conventional ICE diesel coaches (Maxi) | km/MJ | 0.05795 | 0.058177 | 0.058156 | - | - | - | - | - | - | - | - | -
| SPS1 | CH | Coaches efficiency¦Motor Diesel¦Total¦New conventional ICE diesel coaches (Mega) | km/MJ | 0.038646 | 0.03891 | 0.039139 | - | - | - | - | - | - | - | - | -
| SPS1 | CH | Coaches efficiency¦Motor Gas¦Total¦Existing ICE Gas coaches | km/MJ | 9.9502 | 7.9768 | 5.0166 | - | - | - | - | - | - | - | - | -
| SPS1 | CH | Coaches efficiency¦Motor Gas¦Total¦New conventional ICE gas coaches (Mini) | km/MJ | - | 0.12024 | 0.12584 | - | - | - | - | - | - | - | - | -
| SPS1 | CH | Coaches efficiency¦Motor Gas¦Total¦New conventional ICE gas coaches (Midi) | km/MJ | - | 0.084998 | 0.0886 | - | - | - | - | - | - | - | - | -
| SPS1 | CH | Coaches efficiency¦Motor Gas¦Total¦New conventional ICE gas coaches (Maxi) | km/MJ | - | 0.056422 | 0.058651 | - | - | - | - | - | - | - | - | -
| SPS1 | CH | Coaches efficiency¦Motor Gas¦Total¦New conventional ICE gas coaches (Mega) | km/MJ | - | 0.037689 | 0.039044 | - | - | - | - | - | - | - | - | -
| SPS1 | CH | Fuel consumption in trolleybuses | PJ/yr. | 0.28164 | 0.30669 | 0.35079 | 0.44906 | 0.45787 | 0.47069 | 0.47857 | 0.48645 | 0.53042 | 0.56112 | 0.59169 | 0.62178
| SPS1 | CH | Fuel consumption in trolleybuses¦Electricity | PJ/yr. | 0.28164 | 0.30669 | 0.35079 | 0.44906 | 0.45787 | 0.47069 | 0.47857 | 0.48645 | 0.53042 | 0.56112 | 0.59169 | 0.62178
| SPS1 | CH | Fuel consumption in trolleybuses¦Electricity¦Existing trolleybuses | PJ/yr. | 0.28164 | 0.30669 | 0.35079 | 0.44906 | 0.45787 | 0.47069 | 0.47857 | 0.48645 | 0.53042 | 0.56112 | 0.59169 | 0.62178
| SPS1 | CH | Trolleybuses mileage | billion km/yr. | 0.027121 | 0.027782 | 0.028774 | 0.030427 | 0.031024 | 0.031893 | 0.032427 | 0.032961 | 0.03594 | 0.03802 | 0.040091 | 0.04213
| SPS1 | CH | Trolleybuses mileage¦Electricity¦Existing trolleybuses | billion km/yr. | 0.027121 | 0.027782 | 0.028774 | 0.030427 | 0.031024 | 0.031893 | 0.032427 | 0.032961 | 0.03594 | 0.03802 | 0.040091 | 0.04213
| SPS1 | CH | Trolleybuses efficiency | km/MJ | bar: 2020 to 2070
| SPS1 | CH | Trolleybuses efficiency¦Electricity¦Existing trolleybuses | km/MJ | 0.096296 | 0.090588 | 0.082027 | 0.067757 | 0.067757 | 0.067757 | 0.067757 | 0.067757 | 0.067757 | 0.067757 | 0.067757 | 0.067757
| SPS1 | CH | Fuel consumption in trams | PJ/yr. | 0.58773 | 0.61504 | 0.65847 | 0.73827 | 0.75646 | 0.77351 | 0.78633 | 0.79915 | 0.83907 | 0.86191 | 0.88464 | 0.90719
| SPS1 | CH | Fuel consumption in trams¦Electricity | PJ/yr. | 0.58773 | 0.61504 | 0.65847 | 0.73827 | 0.75646 | 0.77351 | 0.78633 | 0.79915 | 0.83907 | 0.86191 | 0.88464 | 0.90719
| SPS1 | CH | Fuel consumption in trams¦Electricity¦Existing trams | PJ/yr. | 0.58773 | 0.61504 | 0.65847 | 0.73827 | 0.75646 | 0.77351 | 0.78633 | 0.79915 | 0.83907 | 0.86191 | 0.88464 | 0.90719
| SPS1 | CH | Trams mileage | billion km/yr. | 0.033478 | 0.034239 | 0.03538 | 0.037281 | 0.0382 | 0.039061 | 0.039709 | 0.040356 | 0.042372 | 0.043525 | 0.044673 | 0.045812
| SPS1 | CH | Trams mileage¦Electricity¦Existing trams | billion km/yr. | 0.033478 | 0.034239 | 0.03538 | 0.037281 | 0.0382 | 0.039061 | 0.039709 | 0.040356 | 0.042372 | 0.043525 | 0.044673 | 0.045812
| SPS1 | CH | Trams efficiency | km/MJ | bar: 2020 to 2070
| SPS1 | CH | Trams efficiency¦Electricity¦Existing trams | km/MJ | 0.056962 | 0.055669 | 0.05373 | 0.050499 | 0.050499 | 0.050499 | 0.050499 | 0.050499 | 0.050499 | 0.050499 | 0.050499 | 0.050499
| SPS1 | CH | Fuel consumption in motorised two wheelers | PJ/yr. | 2.4131 | 1.6975 | 1.6763 | 1.5022 | 1.1742 | 1.072 | 0.94024 | 0.88145 | 0.84995 | 0.82355 | 0.80903 | 0.78949
| SPS1 | CH | Fuel consumption in motorised two wheelers¦Electricity | PJ/yr. | 0.0020485 | 0.0029617 | 0.0031077 | 0.0024847 | 0.0012243 | 0.0014536 | 0.0018163 | 0.0027164 | 0.0040572 | 0.0051614 | 0.005044 | 0.0064547
| SPS1 | CH | Fuel consumption in motorised two wheelers¦Electricity¦New electric two wheelers (4kW) | PJ/yr. | 0.0015474 | 0.0021779 | 0.0022077 | 0.0015512 | 0.00037586 | 0.00050116 | 0.00077931 | 0.0014334 | 0.0025292 | 0.0033221 | 0.0031021 | 0.0040237
| SPS1 | CH | Fuel consumption in motorised two wheelers¦Electricity¦New electric two wheelers (11kW) | PJ/yr. | 0.00035152 | 0.00048373 | 0.00050631 | 0.00046809 | 0.00022973 | 0.00024183 | 0.00033103 | 0.00044501 | 0.00053224 | 0.00068748 | 0.00064748 | 0.00089567
| SPS1 | CH | Fuel consumption in motorised two wheelers¦Electricity¦New electric two wheelers (25kW) | PJ/yr. | 8.581e-05 | 0.00017799 | 0.00023112 | 0.00026957 | 0.00036355 | 0.00038363 | 0.00035445 | 0.00046108 | 0.00054799 | 0.00063276 | 0.00072427 | 0.00085447
| SPS1 | CH | Fuel consumption in motorised two wheelers¦Electricity¦New electric two wheelers (50kW) | PJ/yr. | 6.378e-05 | 0.00012208 | 0.00016255 | 0.00019582 | 0.00025516 | 0.00032698 | 0.0003515 | 0.00037697 | 0.00044773 | 0.00051905 | 0.00057009 | 0.00068077
| SPS1 | CH | Fuel consumption in motorised two wheelers¦Hydrogen | PJ/yr. | 0 | 0 | 0 | 0.00017833 | 0.00045786 | 0.00071518 | 0.0010399 | 0.0015024 | 0.0019074 | 0.0023898 | 0.0025077 | 0.0033748
| SPS1 | CH | Fuel consumption in motorised two wheelers¦Hydrogen¦New fuel cell two wheelers (4kW) | PJ/yr. | 0 | 0 | 0 | 5.3221e-05 | 0.00013969 | 0.00020487 | 0.00031073 | 0.00047199 | 0.00066895 | 0.00083993 | 0.00081638 | 0.0011623
| SPS1 | CH | Fuel consumption in motorised two wheelers¦Hydrogen¦New fuel cell two wheelers (11kW) | PJ/yr. | 0 | 0 | 0 | 4.7965e-05 | 0.00011725 | 0.0001819 | 0.00025055 | 0.00034774 | 0.00040904 | 0.00054592 | 0.00053237 | 0.00076979
| SPS1 | CH | Fuel consumption in motorised two wheelers¦Hydrogen¦New fuel cell two wheelers (25kW) | PJ/yr. | 0 | 0 | 0 | 4.4491e-05 | 0.00012205 | 0.00019518 | 0.00027527 | 0.00037644 | 0.00045551 | 0.00054848 | 0.00063894 | 0.00078452
| SPS1 | CH | Fuel consumption in motorised two wheelers¦Hydrogen¦New fuel cell two wheelers (50kW) | PJ/yr. | 0 | 0 | 0 | 3.265e-05 | 7.887e-05 | 0.00013323 | 0.00020337 | 0.00030626 | 0.00037388 | 0.00045545 | 0.00052 | 0.0006582
| SPS1 | CH | Fuel consumption in motorised two wheelers¦Motor Gasoline | PJ/yr. | 2.411 | 1.6945 | 1.6732 | 1.4995 | 1.1725 | 1.0699 | 0.93738 | 0.87723 | 0.84399 | 0.816 | 0.80148 | 0.77966
| SPS1 | CH | Fuel consumption in motorised two wheelers¦Motor Gasoline¦Fossil liquids | PJ/yr. | 2.279 | 1.6018 | 1.5816 | 1.4005 | 1.1011 | 1.0113 | 0.88605 | 0.82917 | 0.79776 | 0.77128 | 0.75756 | 0.73687
| SPS1 | CH | Fuel consumption in motorised two wheelers¦Motor Gasoline¦Synthetic liquids | PJ/yr. | 0.13198 | 0.09276 | 0.091597 | 0.099014 | 0.071376 | 0.058586 | 0.051333 | 0.048059 | 0.046226 | 0.044721 | 0.043917 | 0.042791
| SPS1 | CH | Fuel consumption in motorised two wheelers¦Motor Gasoline¦Synthetic liquids¦Bioliquids¦Ethanol | PJ/yr. | 0.13198 | 0.09276 | 0.091597 | 0.099014 | 0.071376 | 0.058586 | 0.051333 | 0.048059 | 0.046226 | 0.044721 | 0.043917 | 0.042791
| SPS1 | CH | Fuel consumption in motorised two wheelers¦Motor Gasoline¦Synthetic liquids¦PtL¦PtL Gasoline | PJ/yr. | 0 | 0 | 0 | 0 | 0 | 0 | 0 | 0 | 0 | 0 | 0 | 0
| SPS1 | CH | Fuel consumption in motorised two wheelers¦Motor Gasoline¦Total¦Existing gasoline two wheelers | PJ/yr. | 1.9791 | 0.71331 | 0.69268 | 0.4533 | 0 | 0 | 0 | 0 | 0 | 0 | 0 | 0
| SPS1 | CH | Fuel consumption in motorised two wheelers¦Motor Gasoline¦Total¦New gasoline two wheelers (4kW) | PJ/yr. | 0.044139 | 0.49478 | 0.50001 | 0.61843 | 0.84359 | 0.88994 | 0.90654 | 0.87297 | 0.83951 | 0.81078 | 0.79608 | 0.77262
| SPS1 | CH | Fuel consumption in motorised two wheelers¦Motor Gasoline¦Total¦New gasoline two wheelers (11kW) | PJ/yr. | 0.11173 | 0.16307 | 0.15294 | 0.10298 | 0.010913 | 0.0011934 | 0.001432 | 0.0016838 | 0.0016841 | 0.0021146 | 0.0020073 | 0.0028932
| SPS1 | CH | Fuel consumption in motorised two wheelers¦Motor Gasoline¦Total¦New gasoline two wheelers (25kW) | PJ/yr. | 0.16727 | 0.19725 | 0.19962 | 0.19806 | 0.19035 | 0.05585 | 0.0013248 | 0.0015447 | 0.0016645 | 0.0018358 | 0.0020318 | 0.0024705
| SPS1 | CH | Fuel consumption in motorised two wheelers¦Motor Gasoline¦Total¦New gasoline two wheelers (50kW) | PJ/yr. | 0.10875 | 0.12612 | 0.12799 | 0.12677 | 0.12767 | 0.12289 | 0.028085 | 0.0010373 | 0.001127 | 0.0012702 | 0.0013611 | 0.0016728
| SPS1 | CH | Motorised two wheelers mileage | Billion km/yr. | 1.9491 | 1.9514 | 1.9547 | 1.9603 | 1.9635 | 1.9679 | 1.9437 | 1.9195 | 1.8779 | 1.836 | 1.8018 | 1.7688
| SPS1 | CH | Motorised two wheelers mileage¦Electricity¦New electric two wheelers (4kW) | Billion km/yr. | 0.017174 | 0.024192 | 0.02453 | 0.017263 | 0.0043115 | 0.005797 | 0.0091163 | 0.017004 | 0.030108 | 0.039579 | 0.036958 | 0.047938
| SPS1 | CH | Motorised two wheelers mileage¦Electricity¦New electric two wheelers (11kW) | Billion km/yr. | 0.0022091 | 0.0030427 | 0.003188 | 0.0029553 | 0.0014832 | 0.0015826 | 0.0021869 | 0.0029781 | 0.0035834 | 0.0046382 | 0.0043683 | 0.0060428
| SPS1 | CH | Motorised two wheelers mileage¦Electricity¦New electric two wheelers (25kW) | Billion km/yr. | 0.00035097 | 0.00072981 | 0.00095067 | 0.0011136 | 0.0015155 | 0.0016219 | 0.0015297 | 0.0020131 | 0.0024114 | 0.0028026 | 0.003215 | 0.003793
| SPS1 | CH | Motorised two wheelers mileage¦Electricity¦New electric two wheelers (50kW) | Billion km/yr. | 0.00024014 | 0.00046094 | 0.00061601 | 0.00074627 | 0.00098088 | 0.0012689 | 0.001388 | 0.0015216 | 0.0018224 | 0.002127 | 0.0023465 | 0.0028073
| SPS1 | CH | Motorised two wheelers mileage¦Hydrogen¦New fuel cell two wheelers (4kW) | Billion km/yr. | 0 | 0 | 0 | 0.0002469 | 0.00065453 | 0.00097286 | 0.0014964 | 0.0023134 | 0.0032977 | 0.0041472 | 0.0040309 | 0.0057389
| SPS1 | CH | Motorised two wheelers mileage¦Hydrogen¦New fuel cell two wheelers (11kW) | Billion km/yr. | 0 | 0 | 0 | 0.00012955 | 0.0003195 | 0.00050084 | 0.00069905 | 0.00098446 | 0.0011678 | 0.0015629 | 0.0015241 | 0.0022038
| SPS1 | CH | Motorised two wheelers mileage¦Hydrogen¦New fuel cell two wheelers (25kW) | Billion km/yr. | 0 | 0 | 0 | 7.8333e-05 | 0.00021712 | 0.00035007 | 0.00049917 | 0.00069237 | 0.0008458 | 0.0010259 | 0.0011982 | 0.0014711
| SPS1 | CH | Motorised two wheelers mileage¦Hydrogen¦New fuel cell two wheelers (50kW) | Billion km/yr. | 0 | 0 | 0 | 5.1e-05 | 0.00012454 | 0.00021262 | 0.00032829 | 0.00050095 | 0.00061819 | 0.00075908 | 0.00087085 | 0.0011044
| SPS1 | CH | Motorised two wheelers mileage¦Motor Gasoline¦Existing gasoline two wheelers | Billion km/yr. | 1.5262 | 0.56154 | 0.56201 | 0.386 | 0 | 0 | 0 | 0 | 0 | 0 | 0 | 0
| SPS1 | CH | Motorised two wheelers mileage¦Motor Gasoline¦New gasoline two wheelers (4kW) | Billion km/yr. | 0.084212 | 0.95198 | 0.9622 | 1.2076 | 1.7164 | 1.8301 | 1.9046 | 1.8873 | 1.8298 | 1.7742 | 1.742 | 1.6907
| SPS1 | CH | Motorised two wheelers mileage¦Motor Gasoline¦New gasoline two wheelers (11kW) | Billion km/yr. | 0.12321 | 0.18008 | 0.1689 | 0.11377 | 0.012145 | 0.0014132 | 0.0017295 | 0.0020769 | 0.0021073 | 0.0026592 | 0.0025243 | 0.0036384
| SPS1 | CH | Motorised two wheelers mileage¦Motor Gasoline¦New gasoline two wheelers (25kW) | Billion km/yr. | 0.12201 | 0.14403 | 0.14576 | 0.14463 | 0.13903 | 0.040885 | 0.0010463 | 0.0012456 | 0.001361 | 0.0015197 | 0.0016891 | 0.0020538
| SPS1 | CH | Motorised two wheelers mileage¦Motor Gasoline¦New gasoline two wheelers (50kW) | Billion km/yr. | 0.07349 | 0.08531 | 0.086575 | 0.085758 | 0.086375 | 0.083155 | 0.019067 | 0.00077139 | 0.00085117 | 0.00097076 | 0.001048 | 0.0012918
| SPS1 | CH | Motorised two wheelers efficiency | km/MJ | bar: 2020 to 2070
| SPS1 | CH | Motorised two wheelers efficiency¦Electricity¦New electric two wheelers (4kW) | km/MJ | 11.0989 | 11.108 | 11.1109 | 11.1285 | 11.4712 | 11.567 | 11.698 | 11.8625 | 11.904 | 11.9139 | 11.9139 | 11.9139
| SPS1 | CH | Motorised two wheelers efficiency¦Electricity¦New electric two wheelers (11kW) | km/MJ | 6.2845 | 6.2902 | 6.2965 | 6.3136 | 6.4561 | 6.5443 | 6.6064 | 6.6923 | 6.7328 | 6.7466 | 6.7466 | 6.7466
| SPS1 | CH | Motorised two wheelers efficiency¦Electricity¦New electric two wheelers (25kW) | km/MJ | 4.0901 | 4.1002 | 4.1133 | 4.1312 | 4.1687 | 4.2278 | 4.3158 | 4.366 | 4.4004 | 4.4292 | 4.439 | 4.439
| SPS1 | CH | Motorised two wheelers efficiency¦Electricity¦New electric two wheelers (50kW) | km/MJ | 3.7651 | 3.7759 | 3.7897 | 3.811 | 3.8442 | 3.8805 | 3.9489 | 4.0365 | 4.0704 | 4.0979 | 4.116 | 4.1238
| SPS1 | CH | Motorised two wheelers efficiency¦Hydrogen¦New fuel cell two wheelers (4kW) | km/MJ | - | - | - | 4.6391 | 4.6856 | 4.7486 | 4.8158 | 4.9013 | 4.9297 | 4.9376 | 4.9376 | 4.9376
| SPS1 | CH | Motorised two wheelers efficiency¦Hydrogen¦New fuel cell two wheelers (11kW) | km/MJ | - | - | - | 2.7009 | 2.7249 | 2.7534 | 2.7901 | 2.831 | 2.855 | 2.8629 | 2.8629 | 2.8629
| SPS1 | CH | Motorised two wheelers efficiency¦Hydrogen¦New fuel cell two wheelers (25kW) | km/MJ | - | - | - | 1.7606 | 1.7789 | 1.7936 | 1.8134 | 1.8393 | 1.8568 | 1.8704 | 1.8752 | 1.8752
| SPS1 | CH | Motorised two wheelers efficiency¦Hydrogen¦New fuel cell two wheelers (50kW) | km/MJ | - | - | - | 1.562 | 1.5791 | 1.5959 | 1.6142 | 1.6357 | 1.6535 | 1.6667 | 1.6747 | 1.678
| SPS1 | CH | Motorised two wheelers efficiency¦Motor Gasoline¦Total¦Existing gasoline two wheelers | km/MJ | 0.77117 | 0.78724 | 0.81135 | 0.85153 | - | - | - | - | - | - | - | -
| SPS1 | CH | Motorised two wheelers efficiency¦Motor Gasoline¦Total¦New gasoline two wheelers (4kW) | km/MJ | 1.9079 | 1.9241 | 1.9244 | 1.9526 | 2.0346 | 2.0564 | 2.1009 | 2.162 | 2.1795 | 2.1883 | 2.1883 | 2.1883
| SPS1 | CH | Motorised two wheelers efficiency¦Motor Gasoline¦Total¦New gasoline two wheelers (11kW) | km/MJ | 1.1028 | 1.1043 | 1.1044 | 1.1048 | 1.1129 | 1.1842 | 1.2078 | 1.2334 | 1.2513 | 1.2576 | 1.2576 | 1.2576
| SPS1 | CH | Motorised two wheelers efficiency¦Motor Gasoline¦Total¦New gasoline two wheelers (25kW) | km/MJ | 0.72943 | 0.73018 | 0.7302 | 0.73024 | 0.73038 | 0.73205 | 0.78979 | 0.80638 | 0.8177 | 0.82783 | 0.83135 | 0.83135
| SPS1 | CH | Motorised two wheelers efficiency¦Motor Gasoline¦Total¦New gasoline two wheelers (50kW) | km/MJ | 0.6758 | 0.67642 | 0.67643 | 0.67647 | 0.67654 | 0.67667 | 0.6789 | 0.74369 | 0.75525 | 0.76427 | 0.76998 | 0.77223
| SPS1 | CH | Fuel consumption in light duty vehicles | PJ/yr. | 16.7095 | 15.6351 | 14.0796 | 11.5851 | 9.6696 | 8.7928 | 9.163 | 9.5183 | 9.901 | 10.4246 | 11.0044 | 11.6597
| SPS1 | CH | Fuel consumption in light duty vehicles¦Electricity | PJ/yr. | 0.075533 | 0.09726 | 0.32295 | 1.2338 | 2.897 | 5.104 | 5.2708 | 5.4699 | 5.826 | 6.3541 | 6.9403 | 7.5536
| SPS1 | CH | Fuel consumption in light duty vehicles¦Electricity¦Existing electric light duty vehicles | PJ/yr. | 0.040418 | 0.032782 | 0.026369 | 0.013112 | 0 | 0 | 0 | 0 | 0 | 0 | 0 | 0
| SPS1 | CH | Fuel consumption in light duty vehicles¦Electricity¦New electric light duty vehicles | PJ/yr. | 0.035114 | 0.064477 | 0.29658 | 1.2207 | 2.897 | 5.104 | 5.2708 | 5.4699 | 5.826 | 6.3541 | 6.9403 | 7.5536
| SPS1 | CH | Fuel consumption in light duty vehicles¦Hydrogen | PJ/yr. | 0 | 0.00010543 | 0.00013396 | 3.9226e-06 | 1.8333e-06 | 2.4917e-06 | 1.8691e-06 | 1.8053e-06 | 1.7177e-06 | 1.6264e-06 | 2.2755e-06 | 3.0078e-06
| SPS1 | CH | Fuel consumption in light duty vehicles¦Hydrogen¦New fuel cell electric light duty vehicles | PJ/yr. | 0 | 0.00010543 | 0.00013396 | 3.9226e-06 | 1.8333e-06 | 2.4917e-06 | 1.8691e-06 | 1.8053e-06 | 1.7177e-06 | 1.6264e-06 | 2.2755e-06 | 3.0078e-06
| SPS1 | CH | Fuel consumption in light duty vehicles¦Motor Gasoline | PJ/yr. | 1.1059 | 1.9356 | 1.5094 | 1.7465 | 1.9844 | 1.1908 | 1.3086 | 1.4413 | 1.4479 | 1.4554 | 1.4563 | 1.4618
| SPS1 | CH | Fuel consumption in light duty vehicles¦Motor Gasoline¦Fossil liquids | PJ/yr. | 1.0454 | 1.8297 | 1.4267 | 1.6312 | 1.8636 | 1.1256 | 1.2369 | 1.3623 | 1.3686 | 1.3756 | 1.3765 | 1.3815
| SPS1 | CH | Fuel consumption in light duty vehicles¦Motor Gasoline¦Synthetic liquids | PJ/yr. | 0.060541 | 0.10596 | 0.082627 | 0.11532 | 0.1208 | 0.065208 | 0.07166 | 0.078962 | 0.079303 | 0.079762 | 0.079797 | 0.080228
| SPS1 | CH | Fuel consumption in light duty vehicles¦Motor Gasoline¦Synthetic liquids¦Bioliquids¦Ethanol | PJ/yr. | 0.060541 | 0.10596 | 0.082627 | 0.11532 | 0.1208 | 0.065208 | 0.07166 | 0.078962 | 0.079303 | 0.079762 | 0.079797 | 0.080228
| SPS1 | CH | Fuel consumption in light duty vehicles¦Motor Gasoline¦Synthetic liquids¦PtL¦PtL Gasoline | PJ/yr. | 0 | 0 | 0 | 0 | 0 | 0 | 0 | 0 | 0 | 0 | 0 | 0
| SPS1 | CH | Fuel consumption in light duty vehicles¦Motor Gasoline¦Total¦Existing gasoline light duty vehicles | PJ/yr. | 0.72386 | 1.3572 | 0.57927 | 0.27146 | 0 | 0 | 0 | 0 | 0 | 0 | 0 | 0
| SPS1 | CH | Fuel consumption in light duty vehicles¦Motor Gasoline¦Total¦New gasoline light duty vehicles | PJ/yr. | 0.38208 | 0.5784 | 0.9301 | 1.4751 | 1.9844 | 1.1908 | 1.3086 | 1.4413 | 1.4479 | 1.4554 | 1.4563 | 1.4618
| SPS1 | CH | Fuel consumption in light duty vehicles¦Motor Diesel | PJ/yr. | 15.5194 | 13.5972 | 12.2406 | 8.6046 | 4.7879 | 2.4979 | 2.5835 | 2.607 | 2.6269 | 2.615 | 2.6077 | 2.6442
| SPS1 | CH | Fuel consumption in light duty vehicles¦Motor Diesel¦Fossil liquids | PJ/yr. | 15.1341 | 13.2411 | 11.6916 | 8.3246 | 4.6191 | 2.4003 | 2.4813 | 2.5025 | 2.5205 | 2.4903 | 2.4562 | 2.4816
| SPS1 | CH | Fuel consumption in light duty vehicles¦Motor Diesel¦Synthetic liquids | PJ/yr. | 0.38535 | 0.35612 | 0.54901 | 0.27997 | 0.16879 | 0.097513 | 0.10218 | 0.10453 | 0.10641 | 0.12467 | 0.15156 | 0.16258
| SPS1 | CH | Fuel consumption in light duty vehicles¦Motor Diesel¦Synthetic liquids¦Bioliquids¦Biodiesel | PJ/yr. | 0.38535 | 0.35612 | 0.54901 | 0.27997 | 0.16879 | 0.097513 | 0.10218 | 0.10453 | 0.10641 | 0.12467 | 0.15156 | 0.16258
| SPS1 | CH | Fuel consumption in light duty vehicles¦Motor Diesel¦Synthetic liquids¦PtL¦PtL Diesel | PJ/yr. | 0 | 0 | 0 | 0 | 0 | 0 | 0 | 0 | 0 | 0 | 0 | 0
| SPS1 | CH | Fuel consumption in light duty vehicles¦Motor Diesel¦Total¦Existing ICE diesel light duty vehicles | PJ/yr. | 11.0772 | 7.9038 | 5.6621 | 2.7259 | 0 | 0 | 0 | 0 | 0 | 0 | 0 | 0
| SPS1 | CH | Fuel consumption in light duty vehicles¦Motor Diesel¦Total¦New ICE diesel light duty vehicles | PJ/yr. | 4.4423 | 5.2484 | 5.2471 | 2.106 | 0.27895 | 0.27679 | 0.15383 | 0.018978 | 0.01695 | 0.014103 | 0.011284 | 0.016228
| SPS1 | CH | Fuel consumption in light duty vehicles¦Motor Diesel¦Total¦New hybrid diesel light duty vehicles | PJ/yr. | 0 | 0.44505 | 1.3314 | 3.7727 | 4.509 | 2.2211 | 2.4296 | 2.588 | 2.61 | 2.6009 | 2.5964 | 2.628
| SPS1 | CH | Fuel consumption in light duty vehicles¦Motor Gas | PJ/yr. | 0.0086085 | 0.0049214 | 0.0065091 | 0.00016922 | 0.00019458 | 0.00017292 | 0.00015437 | 0.0001442 | 0.00014508 | 0.00014581 | 0.00014323 | 0.00014538
| SPS1 | CH | Fuel consumption in light duty vehicles¦Motor Gas¦Fossil gases | PJ/yr. | 0.0079432 | 0.0043029 | 0.0063377 | 0.00011485 | 0 | 0 | 0 | 0 | 0 | 0 | 0 | 0
| SPS1 | CH | Fuel consumption in light duty vehicles¦Motor Gas¦Synthetic gases | PJ/yr. | 0.00066532 | 0.00061849 | 0.00017146 | 5.4375e-05 | 0.05991 | 0.079895 | 0.0098267 | 0.0094987 | 0.013789 | 0.011045 | 0.046064 | 0.014253
| SPS1 | CH | Fuel consumption in light duty vehicles¦Motor Gas¦Synthetic gases¦Biogases¦Biogas | PJ/yr. | 0.00066532 | 0.00061849 | 0.00017146 | 5.4375e-05 | 6.0095e-05 | 6.2315e-06 | 7.2495e-06 | 1.3659e-05 | 1.0017e-05 | 1.567e-05 | 1.2424e-05 | 2.3895e-05
| SPS1 | CH | Fuel consumption in light duty vehicles¦Motor Gas¦Synthetic gases¦PtG¦PtG gas | PJ/yr. | 0 | 0 | 0 | 0 | 0.05985 | 0.079889 | 0.0098194 | 0.009485 | 0.013779 | 0.011029 | 0.046051 | 0.014229
| SPS1 | CH | Fuel consumption in light duty vehicles¦Motor Gas¦Total¦New ICE Gas light duty vehicles | PJ/yr. | 0.0086085 | 0.0049214 | 0.0065091 | 0.00016922 | 0.00019458 | 0.00017292 | 0.00015437 | 0.0001442 | 0.00014508 | 0.00014581 | 0.00014323 | 0.00014538
| SPS1 | CH | Mileage in light duty vehicles | Billion km/yr. | 4.7788 | 4.7701 | 4.7153 | 4.6618 | 4.844 | 5.014 | 5.2231 | 5.4322 | 5.6866 | 6.0439 | 6.4406 | 6.8766
| SPS1 | CH | Mileage in light duty vehicles¦Electricity¦Existing electric light duty vehicles | Billion km/yr. | 0.027857 | 0.022805 | 0.018598 | 0.0092479 | 0 | 0 | 0 | 0 | 0 | 0 | 0 | 0
| SPS1 | CH | Mileage in light duty vehicles¦Electricity¦New electric light duty vehicles | Billion km/yr. | 0.023925 | 0.043932 | 0.20208 | 0.8317 | 1.9739 | 3.4776 | 3.5913 | 3.727 | 3.9696 | 4.3294 | 4.7288 | 5.1467
| SPS1 | CH | Mileage in light duty vehicles¦Hydrogen¦New fuel cell electric light duty vehicles | Billion km/yr. | 0 | 4.9036e-05 | 6.317e-05 | 1.9432e-06 | 9.9965e-07 | 1.4091e-06 | 1.0937e-06 | 1.0828e-06 | 1.0388e-06 | 9.8365e-07 | 1.3762e-06 | 1.8191e-06
| SPS1 | CH | Mileage in light duty vehicles¦Motor Gasoline¦Total¦Existing gasoline light duty vehicles | Billion km/yr. | 0.20093 | 0.38026 | 0.16454 | 0.077108 | 0 | 0 | 0 | 0 | 0 | 0 | 0 | 0
| SPS1 | CH | Mileage in light duty vehicles¦Motor Gasoline¦Total¦New gasoline light duty vehicles | Billion km/yr. | 0.1342 | 0.20315 | 0.32668 | 0.51809 | 0.69699 | 0.41825 | 0.45961 | 0.50623 | 0.50855 | 0.51117 | 0.51149 | 0.51342
| SPS1 | CH | Mileage in light duty vehicles¦Motor Diesel¦Total¦Existing ICE diesel light duty vehicles | Billion km/yr. | 2.8694 | 2.1177 | 1.5927 | 0.76676 | 0 | 0 | 0 | 0 | 0 | 0 | 0 | 0
| SPS1 | CH | Mileage in light duty vehicles¦Motor Diesel¦Total¦New ICE diesel light duty vehicles | Billion km/yr. | 1.5198 | 1.7955 | 1.7951 | 0.72048 | 0.095431 | 0.094695 | 0.052626 | 0.0064927 | 0.0057987 | 0.0048248 | 0.0038604 | 0.0055519
| SPS1 | CH | Mileage in light duty vehicles¦Motor Diesel¦Total¦New hybrid diesel light duty vehicles | Billion km/yr. | 0 | 0.20506 | 0.61348 | 1.7384 | 2.0776 | 1.0234 | 1.1195 | 1.1925 | 1.2026 | 1.1984 | 1.1964 | 1.2109
| SPS1 | CH | Mileage in light duty vehicles¦Motor Gas¦Total¦New ICE Gas light duty vehicles | Billion km/yr. | 0.0027597 | 0.0015777 | 0.0020867 | 5.4248e-05 | 6.2379e-05 | 5.5434e-05 | 4.9488e-05 | 4.6229e-05 | 4.651e-05 | 4.6744e-05 | 4.5916e-05 | 4.6605e-05
| SPS1 | CH | Efficiency in light duty vehicles | km/PJ | bar: 2020 to 2070
| SPS1 | CH | Efficiency in light duty vehicles¦Electricity¦Existing electric light duty vehicles | km/PJ | 0.68922 | 0.69565 | 0.70528 | 0.70528 | - | - | - | - | - | - | - | -
| SPS1 | CH | Efficiency in light duty vehicles¦Electricity¦New electric light duty vehicles | km/PJ | 0.68136 | 0.68136 | 0.68136 | 0.68136 | 0.68136 | 0.68136 | 0.68136 | 0.68136 | 0.68136 | 0.68136 | 0.68136 | 0.68136
| SPS1 | CH | Efficiency in light duty vehicles¦Hydrogen¦New fuel cell electric light duty vehicles | km/PJ | - | 0.4651 | 0.47155 | 0.49537 | 0.54526 | 0.56553 | 0.58513 | 0.59978 | 0.6048 | 0.6048 | 0.6048 | 0.6048
| SPS1 | CH | Efficiency in light duty vehicles¦Motor Gasoline¦Total¦Existing gasoline light duty vehicles | km/PJ | 0.27758 | 0.28017 | 0.28405 | 0.28405 | - | - | - | - | - | - | - | -
| SPS1 | CH | Efficiency in light duty vehicles¦Motor Gasoline¦Total¦New gasoline light duty vehicles | km/PJ | 0.35123 | 0.35123 | 0.35123 | 0.35123 | 0.35123 | 0.35123 | 0.35123 | 0.35123 | 0.35123 | 0.35123 | 0.35123 | 0.35123
| SPS1 | CH | Efficiency in light duty vehicles¦Motor Diesel¦Total¦Existing ICE diesel light duty vehicles | km/PJ | 0.25904 | 0.26794 | 0.28129 | 0.28129 | - | - | - | - | - | - | - | -
| SPS1 | CH | Efficiency in light duty vehicles¦Motor Diesel¦Total¦New ICE diesel light duty vehicles | km/PJ | 0.34211 | 0.34211 | 0.34211 | 0.34211 | 0.34211 | 0.34211 | 0.34211 | 0.34211 | 0.34211 | 0.34211 | 0.34211 | 0.34211
| SPS1 | CH | Efficiency in light duty vehicles¦Motor Diesel¦Total¦New hybrid diesel light duty vehicles | km/PJ | - | 0.46077 | 0.46077 | 0.46077 | 0.46077 | 0.46077 | 0.46077 | 0.46077 | 0.46077 | 0.46077 | 0.46077 | 0.46077
| SPS1 | CH | Efficiency in light duty vehicles¦Motor Gas¦Total¦New ICE Gas light duty vehicles | km/PJ | 0.32058 | 0.32058 | 0.32058 | 0.32058 | 0.32058 | 0.32058 | 0.32058 | 0.32058 | 0.32058 | 0.32058 | 0.32058 | 0.32058
| SPS1 | CH | Fuel consumption in heavy duty vehicles | PJ/yr. | 24.5142 | 21.0375 | 20.5121 | 16.6149 | 14.7992 | 15.4179 | 16.0421 | 16.6656 | 17.2035 | 17.8007 | 18.4267 | 19.1135
| SPS1 | CH | Fuel consumption in heavy duty vehicles¦Electricity | PJ/yr. | 0.0049002 | 0.0058299 | 0.0062161 | 0.0024873 | 0.0010983 | 0.0020375 | 0.0025427 | 0.0044688 | 0.0070253 | 0.0091637 | 0.017495 | 0.051073
| SPS1 | CH | Fuel consumption in heavy duty vehicles¦Electricity¦Existing electric heavy duty vehicles | PJ/yr. | 0 | 0 | 0 | 0 | 0 | 0 | 0 | 0 | 0 | 0 | 0 | 0
| SPS1 | CH | Fuel consumption in heavy duty vehicles¦Electricity¦New electric heavy duty vehicles | PJ/yr. | 0.0049002 | 0.0058299 | 0.0062161 | 0.0024873 | 0.0010983 | 0.0020375 | 0.0025427 | 0.0044688 | 0.0070253 | 0.0091637 | 0.017495 | 0.051073
| SPS1 | CH | Fuel consumption in heavy duty vehicles¦Hydrogen | PJ/yr. | 0.0026218 | 0.001277 | 0.0012448 | 9.8516e-05 | 7.5541e-05 | 7.5299e-05 | 7.1102e-05 | 6.8046e-05 | 6.632e-05 | 6.5813e-05 | 6.5225e-05 | 6.4493e-05
| SPS1 | CH | Fuel consumption in heavy duty vehicles¦Hydrogen¦New fuel cell electric heavy duty vehicles | PJ/yr. | 0.0026218 | 0.001277 | 0.0012448 | 9.8516e-05 | 7.5541e-05 | 7.5299e-05 | 7.1102e-05 | 6.8046e-05 | 6.632e-05 | 6.5813e-05 | 6.5225e-05 | 6.4493e-05
| SPS1 | CH | Fuel consumption in heavy duty vehicles¦Motor Gasoline | PJ/yr. | 0 | 0 | 0 | 0 | 0 | 0 | 0 | 0 | 0 | 0 | 0 | 0
| SPS1 | CH | Fuel consumption in heavy duty vehicles¦Motor Gasoline¦Fossil liquids | PJ/yr. | 0 | 0 | 0 | 0 | 0 | 0 | 0 | 0 | 0 | 0 | 0 | 0
| SPS1 | CH | Fuel consumption in heavy duty vehicles¦Motor Gasoline¦Synthetic liquids | PJ/yr. | 0 | 0 | 0 | 0 | 0 | 0 | 0 | 0 | 0 | 0 | 0 | 0
| SPS1 | CH | Fuel consumption in heavy duty vehicles¦Motor Gasoline¦Synthetic liquids¦Bioliquids¦Ethanol | PJ/yr. | 0 | 0 | 0 | 0 | 0 | 0 | 0 | 0 | 0 | 0 | 0 | 0
| SPS1 | CH | Fuel consumption in heavy duty vehicles¦Motor Gasoline¦Synthetic liquids¦PtL¦PtL Gasoline | PJ/yr. | 0 | 0 | 0 | 0 | 0 | 0 | 0 | 0 | 0 | 0 | 0 | 0
| SPS1 | CH | Fuel consumption in heavy duty vehicles¦Motor Gasoline¦Total¦Existing gasoline heavy duty vehicles | PJ/yr. | 0 | 0 | 0 | 0 | 0 | 0 | 0 | 0 | 0 | 0 | 0 | 0
| SPS1 | CH | Fuel consumption in heavy duty vehicles¦Motor Gasoline¦Total¦New gasoline heavy duty vehicles | PJ/yr. | 0 | 0 | 0 | 0 | 0 | 0 | 0 | 0 | 0 | 0 | 0 | 0
| SPS1 | CH | Fuel consumption in heavy duty vehicles¦Motor Diesel | PJ/yr. | 24.4769 | 21.0269 | 20.5002 | 16.6079 | 14.7939 | 15.4118 | 16.0357 | 16.6574 | 17.1929 | 17.7879 | 18.4056 | 19.0589
| SPS1 | CH | Fuel consumption in heavy duty vehicles¦Motor Diesel¦Fossil liquids | PJ/yr. | 23.8691 | 20.4762 | 19.5807 | 16.0675 | 14.2724 | 14.8101 | 15.4014 | 15.9896 | 16.4965 | 16.9399 | 17.3359 | 17.887
| SPS1 | CH | Fuel consumption in heavy duty vehicles¦Motor Diesel¦Synthetic liquids | PJ/yr. | 0.60777 | 0.55071 | 0.91946 | 0.54038 | 0.52154 | 0.60165 | 0.63424 | 0.66786 | 0.69646 | 0.84803 | 1.0697 | 1.1719
| SPS1 | CH | Fuel consumption in heavy duty vehicles¦Motor Diesel¦Synthetic liquids¦Bioliquids¦Biodiesel | PJ/yr. | 0.60777 | 0.55071 | 0.91946 | 0.54038 | 0.52154 | 0.60165 | 0.63424 | 0.66786 | 0.69646 | 0.84803 | 1.0697 | 1.1719
| SPS1 | CH | Fuel consumption in heavy duty vehicles¦Motor Diesel¦Synthetic liquids¦PtL¦PtL Diesel | PJ/yr. | 0 | 0 | 0 | 0 | 0 | 0 | 0 | 0 | 0 | 0 | 0 | 0
| SPS1 | CH | Fuel consumption in heavy duty vehicles¦Motor Diesel¦Total¦Existing ICE diesel heavy duty vehicles | PJ/yr. | 19.2363 | 11.8058 | 11.4894 | 4.9474 | 0 | 0 | 0 | 0 | 0 | 0 | 0 | 0
| SPS1 | CH | Fuel consumption in heavy duty vehicles¦Motor Diesel¦Total¦New ICE diesel heavy duty vehicles | PJ/yr. | 5.2406 | 6.1389 | 4.7994 | 0.4451 | 0.0050886 | 0.0072837 | 0.0062141 | 0.0074615 | 0.0079244 | 0.0070254 | 0.0099655 | 0.013315
| SPS1 | CH | Fuel consumption in heavy duty vehicles¦Motor Diesel¦Total¦New hybrid diesel heavy duty vehicles | PJ/yr. | 0 | 3.0822 | 4.2113 | 11.2155 | 14.7888 | 15.4045 | 16.0295 | 16.65 | 17.185 | 17.7809 | 18.3957 | 19.0455
| SPS1 | CH | Fuel consumption in heavy duty vehicles¦Motor Gas | PJ/yr. | 0.029801 | 0.0035111 | 0.0044905 | 0.0044414 | 0.0041051 | 0.00399 | 0.0038115 | 0.0036118 | 0.0035057 | 0.0034944 | 0.0035127 | 0.003481
| SPS1 | CH | Fuel consumption in heavy duty vehicles¦Motor Gas¦Fossil gases | PJ/yr. | 0.027498 | 0.0030698 | 0.0043722 | 0.0030142 | 0 | 0 | 0 | 0 | 0 | 0 | 0 | 0
| SPS1 | CH | Fuel consumption in heavy duty vehicles¦Motor Gas¦Synthetic gases | PJ/yr. | 0.0023032 | 0.00044125 | 0.00011829 | 0.0014271 | 0.005373 | 0.0041338 | 0.0039905 | 0.0039539 | 0.0037478 | 0.0038699 | 0.0038174 | 0.0040532
| SPS1 | CH | Fuel consumption in heavy duty vehicles¦Motor Gas¦Synthetic gases¦Biogases¦Biogas | PJ/yr. | 0.0023032 | 0.00044125 | 0.00011829 | 0.0014271 | 0.0012678 | 0.00014379 | 0.000179 | 0.00034212 | 0.00024205 | 0.00037553 | 0.0003047 | 0.00057216
| SPS1 | CH | Fuel consumption in heavy duty vehicles¦Motor Gas¦Synthetic gases¦PtG¦PtG gas | PJ/yr. | 0 | 0 | 0 | 0 | 0.0041051 | 0.00399 | 0.0038115 | 0.0036118 | 0.0035057 | 0.0034944 | 0.0035127 | 0.003481
| SPS1 | CH | Fuel consumption in heavy duty vehicles¦Motor Gas¦Total¦New ICE Gas heavy duty vehicles | PJ/yr. | 0.029801 | 0.0035111 | 0.0044905 | 0.0044414 | 0.0041051 | 0.00399 | 0.0038115 | 0.0036118 | 0.0035057 | 0.0034944 | 0.0035127 | 0.003481
| SPS1 | CH | Mileage in heavy duty vehicles | Billion km/yr. | 2.2034 | 2.2264 | 2.2608 | 2.3181 | 2.4189 | 2.5201 | 2.6223 | 2.7246 | 2.813 | 2.911 | 3.0147 | 3.1327
| SPS1 | CH | Mileage in heavy duty vehicles¦Electricity¦Existing electric heavy duty vehicles | Billion km/yr. | 0 | 0 | 0 | 0 | 0 | 0 | 0 | 0 | 0 | 0 | 0 | 0
| SPS1 | CH | Mileage in heavy duty vehicles¦Electricity¦New electric heavy duty vehicles | Billion km/yr. | 0.0013168 | 0.0015774 | 0.0016885 | 0.00069366 | 0.00033285 | 0.0006371 | 0.00082749 | 0.001503 | 0.0023845 | 0.0031103 | 0.0059381 | 0.017335
| SPS1 | CH | Mileage in heavy duty vehicles¦Hydrogen¦New fuel cell electric heavy duty vehicles | Billion km/yr. | 0.0004574 | 0.00022357 | 0.0002181 | 1.7658e-05 | 1.4664e-05 | 1.5003e-05 | 1.4836e-05 | 1.4631e-05 | 1.4518e-05 | 1.4407e-05 | 1.4278e-05 | 1.4118e-05
| SPS1 | CH | Mileage in heavy duty vehicles¦Motor Gasoline¦Total¦Existing gasoline heavy duty vehicles | Billion km/yr. | 0 | 0 | 0 | 0 | 0 | 0 | 0 | 0 | 0 | 0 | 0 | 0
| SPS1 | CH | Mileage in heavy duty vehicles¦Motor Gasoline¦Total¦New gasoline heavy duty vehicles | Billion km/yr. | 0 | 0 | 0 | 0 | 0 | 0 | 0 | 0 | 0 | 0 | 0 | 0
| SPS1 | CH | Mileage in heavy duty vehicles¦Motor Diesel¦Total¦Existing ICE diesel heavy duty vehicles | Billion km/yr. | 1.5765 | 0.99164 | 1.0003 | 0.43072 | 0 | 0 | 0 | 0 | 0 | 0 | 0 | 0
| SPS1 | CH | Mileage in heavy duty vehicles¦Motor Diesel¦Total¦New ICE diesel heavy duty vehicles | Billion km/yr. | 0.62208 | 0.72871 | 0.56971 | 0.052835 | 0.00060404 | 0.0008646 | 0.00073764 | 0.00088571 | 0.00094065 | 0.00083394 | 0.0011829 | 0.0015805
| SPS1 | CH | Mileage in heavy duty vehicles¦Motor Diesel¦Total¦New hybrid diesel heavy duty vehicles | Billion km/yr. | 0 | 0.50384 | 0.68842 | 1.8334 | 2.4175 | 2.5181 | 2.6203 | 2.7217 | 2.8092 | 2.9066 | 3.0071 | 3.1133
| SPS1 | CH | Mileage in heavy duty vehicles¦Motor Gas¦Total¦New ICE Gas heavy duty vehicles | Billion km/yr. | 0.0030762 | 0.00036375 | 0.00046761 | 0.00048814 | 0.00047359 | 0.00047035 | 0.00047443 | 0.00045886 | 0.0004536 | 0.00045213 | 0.0004545 | 0.0004504
| SPS1 | CH | Efficiency in heavy duty vehicles | km/MJ | bar: 2020 to 2070
| SPS1 | CH | Efficiency in heavy duty vehicles¦Electricity¦Existing electric heavy duty vehicles | km/MJ | bar: 2020 to 2070
| SPS1 | CH | Efficiency in heavy duty vehicles¦Electricity¦New electric heavy duty vehicles | km/MJ | 0.26873 | 0.27057 | 0.27164 | 0.27888 | 0.30305 | 0.31269 | 0.32544 | 0.33633 | 0.33941 | 0.33941 | 0.33941 | 0.33941
| SPS1 | CH | Efficiency in heavy duty vehicles¦Hydrogen¦New fuel cell electric heavy duty vehicles | km/MJ | 0.17446 | 0.17507 | 0.17521 | 0.17925 | 0.19412 | 0.19924 | 0.20866 | 0.21501 | 0.21891 | 0.21891 | 0.21891 | 0.21891
| SPS1 | CH | Efficiency in heavy duty vehicles¦Motor Gasoline¦Total¦Existing gasoline heavy duty vehicles | km/MJ | bar: 2020 to 2070
| SPS1 | CH | Efficiency in heavy duty vehicles¦Motor Gasoline¦Total¦New gasoline heavy duty vehicles | km/MJ | bar: 2020 to 2070
| SPS1 | CH | Efficiency in heavy duty vehicles¦Motor Diesel¦Total¦Existing ICE diesel heavy duty vehicles | km/MJ | 0.081954 | 0.083996 | 0.08706 | 0.08706 | - | - | - | - | - | - | - | -
| SPS1 | CH | Efficiency in heavy duty vehicles¦Motor Diesel¦Total¦New ICE diesel heavy duty vehicles | km/MJ | 0.1187 | 0.1187 | 0.1187 | 0.1187 | 0.1187 | 0.1187 | 0.1187 | 0.1187 | 0.1187 | 0.1187 | 0.1187 | 0.1187
| SPS1 | CH | Efficiency in heavy duty vehicles¦Motor Diesel¦Total¦New hybrid diesel heavy duty vehicles | km/MJ | - | 0.16347 | 0.16347 | 0.16347 | 0.16347 | 0.16347 | 0.16347 | 0.16347 | 0.16347 | 0.16347 | 0.16347 | 0.16347
| SPS1 | CH | Efficiency in heavy duty vehicles¦Motor Gas¦Total¦New ICE Gas heavy duty vehicles | km/MJ | 0.10322 | 0.1036 | 0.10413 | 0.10991 | 0.11537 | 0.11788 | 0.12447 | 0.12704 | 0.12939 | 0.12939 | 0.12939 | 0.12939
| SPS1 | CH | Fuel consumption in other transport | PJ/yr. | 10.9669 | 10.3597 | 11.5508 | 12.7089 | 14.0504 | 14.3267 | 14.7492 | 14.9899 | 15.5953 | 18.9006 | 20.8829 | 21.4155
| SPS1 | CH | Fuel consumption in other transport¦Electricity | PJ/yr. | 9.2071 | 9.5635 | 9.9543 | 10.6062 | 11.3599 | 12.6655 | 13.9266 | 14.9887 | 15.5942 | 18.8987 | 20.881 | 21.4117
| SPS1 | CH | Fuel consumption in other transport¦Electricity¦Passenger electric rail | PJ/yr. | 7.7047 | 7.9059 | 8.2079 | 8.7118 | 9.2102 | 9.7092 | 10.0805 | 10.4523 | 10.9457 | 11.4379 | 11.929 | 12.4184
| SPS1 | CH | Fuel consumption in other transport¦Electricity¦Freight electric rail | PJ/yr. | 1.5024 | 1.6576 | 1.7464 | 1.8944 | 1.9814 | 2.0283 | 2.1043 | 2.1804 | 2.215 | 2.2672 | 2.2821 | 2.3111
| SPS1 | CH | Fuel consumption in other transport¦Electricity¦Other electric transport | PJ/yr. | 0 | 3.0177e-06 | 6.318e-06 | 1.0996e-05 | 0.16822 | 0.92803 | 1.7417 | 2.356 | 2.4335 | 5.1936 | 6.6699 | 6.6822
| SPS1 | CH | Fuel consumption in other transport¦Hydrogen | PJ/yr. | 0 | 0 | 0 | 0 | 6.5965e-05 | 0.00031285 | 0.00050401 | 0.0012409 | 0.0011643 | 0.0018934 | 0.001912 | 0.0037153
| SPS1 | CH | Fuel consumption in other transport¦Hydrogen¦Passenger hydrogen rail | PJ/yr. | 0 | 0 | 0 | 0 | 0 | 0.00011154 | 0.00022961 | 0.00043201 | 0.00045023 | 0.00063946 | 0.00061185 | 0.0013579
| SPS1 | CH | Fuel consumption in other transport¦Hydrogen¦Freight hydrogen rail | PJ/yr. | 0 | 0 | 0 | 0 | 0 | 0.00012345 | 0.00017185 | 0.00066375 | 0.00054719 | 0.0010501 | 0.0010763 | 0.002123
| SPS1 | CH | Fuel consumption in other transport¦Hydrogen¦Other hydrogen transport | PJ/yr. | 0 | 0 | 0 | 0 | 6.5965e-05 | 7.787e-05 | 0.00010255 | 0.00014511 | 0.0001669 | 0.00020384 | 0.0002239 | 0.00023442
| SPS1 | CH | Fuel consumption in other transport¦Motor Gasoline | PJ/yr. | 1.7598 | 0.79624 | 1.5965 | 2.1026 | 2.6904 | 1.6609 | 0.82208 | 0 | 0 | 0 | 0 | 0
| SPS1 | CH | Fuel consumption in other transport¦Motor Gasoline¦Fossil liquids | PJ/yr. | 1.6635 | 0.75265 | 1.5091 | 1.9638 | 2.5267 | 1.5699 | 0.77706 | 0 | 0 | 0 | 0 | 0
| SPS1 | CH | Fuel consumption in other transport¦Motor Gasoline¦Synthetic liquids | PJ/yr. | 0.096335 | 0.043587 | 0.087397 | 0.13884 | 0.16378 | 0.090948 | 0.045019 | 0 | 0 | 0 | 0 | 0
| SPS1 | CH | Fuel consumption in other transport¦Motor Gasoline¦Synthetic liquids¦Bioliquids¦Ethanol | PJ/yr. | 0.096335 | 0.043587 | 0.087397 | 0.13884 | 0.16378 | 0.090948 | 0.045019 | 0 | 0 | 0 | 0 | 0
| SPS1 | CH | Fuel consumption in other transport¦Motor Gasoline¦Synthetic liquids¦PtL¦PtL Gasoline | PJ/yr. | 0 | 0 | 0 | 0 | 0 | 0 | 0 | 0 | 0 | 0 | 0 | 0
| SPS1 | CH | Fuel consumption in other transport¦Motor Gasoline¦Total¦Other gasoline transport | PJ/yr. | 1.7598 | 0.79624 | 1.5965 | 2.1026 | 2.6904 | 1.6609 | 0.82208 | 0 | 0 | 0 | 0 | 0
| SPS1 | CH | Fuel consumption in other transport¦Motor Diesel | PJ/yr. | 0 | 0 | 0 | 0 | 0 | 0 | 0 | 0 | 0 | 0 | 0 | 0
| SPS1 | CH | Fuel consumption in other transport¦Motor Diesel¦Fossil liquids | PJ/yr. | 0 | 0 | 0 | 0 | 0 | 0 | 0 | 0 | 0 | 0 | 0 | 0
| SPS1 | CH | Fuel consumption in other transport¦Motor Diesel¦Synthetic liquids | PJ/yr. | 0 | 0 | 0 | 0 | 0 | 0 | 0 | 0 | 0 | 0 | 0 | 0
| SPS1 | CH | Fuel consumption in other transport¦Motor Diesel¦Synthetic liquids¦Bioliquids¦Biodiesel | PJ/yr. | 0 | 0 | 0 | 0 | 0 | 0 | 0 | 0 | 0 | 0 | 0 | 0
| SPS1 | CH | Fuel consumption in other transport¦Motor Diesel¦Synthetic liquids¦PtL¦PtL Diesel | PJ/yr. | 0 | 0 | 0 | 0 | 0 | 0 | 0 | 0 | 0 | 0 | 0 | 0
| SPS1 | CH | Fuel consumption in other transport¦Motor Diesel¦Total¦Passenger diesel rail | PJ/yr. | 0 | 0 | 0 | 0 | 0 | 0 | 0 | 0 | 0 | 0 | 0 | 0
| SPS1 | CH | Fuel consumption in other transport¦Motor Diesel¦Total¦Freight diesel rail | PJ/yr. | 0.39578 | 0.00031227 | 0.00032343 | 0.00030139 | 0.00031323 | 0.00054736 | 0.00054962 | 0.00033401 | 2.2496e-05 | 0.00036908 | 0.00039052 | 0.0016207
| SPS1 | CH | Fuel consumption in other transport¦Motor Diesel¦Total¦Other diesel transport | PJ/yr. | 17.3804 | 17.3804 | 15.7627 | 14.4148 | 13.8755 | 13.3361 | 12.7949 | 12.2575 | 12.2558 | 5.6807 | 2.043 | 2.0429
| SPS1 | CH | Fuel consumption in other transport¦Jet Fuels¦Fossil liquids¦Kerosene | PJ/yr. | 30.6281 | 59.88 | 86.1203 | 86.9102 | 91.1069 | 94.0535 | 95.9597 | 97.5733 | 95.3225 | 95.639 | 97.1912 | 98.8609
| SPS1 | CH | Fuel consumption in other transport¦Jet Fuels¦Synthetic liquids¦Bioliquids¦Biokerosene | PJ/yr. | 0.0018939 | 2.7088e-05 | 0.0033096 | 6.3849 | 6.3849 | 6.9328 | 7.0942 | 7.3325 | 7.5132 | 7.523 | 7.4073 | 7.3849
| SPS1 | CH | Fuel consumption in other transport¦Jet Fuels¦Synthetic liquids¦PtL¦PtL Kerosene | PJ/yr. | 0 | 0 | 0 | 0 | 0.54787 | 0.16148 | 0.23822 | 0.18075 | 0.0097648 | 0.028636 | 0 | 0
| SPS1 | CH | Other transport mileage | - | bar: 2020 to 2070
| SPS1 | CH | Other transport mileage¦Electricity¦Passenger electric rail | Billion km/yr. | 0.195 | 0.20003 | 0.20759 | 0.22017 | 0.2326 | 0.24502 | 0.25421 | 0.26339 | 0.27583 | 0.28823 | 0.30061 | 0.31294
| SPS1 | CH | Other transport mileage¦Electricity¦Freight electric rail | Billion km/yr. | 0.025096 | 0.027688 | 0.029171 | 0.031644 | 0.033098 | 0.03388 | 0.035151 | 0.036421 | 0.036999 | 0.037871 | 0.03812 | 0.038605
| SPS1 | CH | Other transport mileage¦Electricity¦Other electric transport | PJ/yr. | 0 | 7.4459e-06 | 1.5589e-05 | 2.713e-05 | 0.00013622 | 1.4663 | 2.7615 | 4.0377 | 4.0393 | 10.5372 | 14.1322 | 14.1322
| SPS1 | CH | Other transport mileage¦Hydrogen¦Passenger hydrogen rail | Billion km/yr. | 0 | 0 | 0 | 0 | 0 | 2.0012e-06 | 4.2778e-06 | 8.3465e-06 | 8.6984e-06 | 1.2354e-05 | 1.1821e-05 | 2.6235e-05
| SPS1 | CH | Other transport mileage¦Hydrogen¦Freight hydrogen rail | Billion km/yr. | 0 | 0 | 0 | 0 | 0 | 9.0077e-07 | 1.1368e-06 | 3.9388e-06 | 3.2471e-06 | 6.2312e-06 | 6.3867e-06 | 1.2598e-05
| SPS1 | CH | Other transport mileage¦Hydrogen¦Other hydrogen transport | PJ/yr. | 0 | 0 | 0 | 0 | 0.00011831 | 0.00013966 | 0.00018393 | 0.00026025 | 0.00029933 | 0.00036559 | 0.00040156 | 0.00042042
| SPS1 | CH | Other transport mileage¦Motor Gasoline¦Total¦Other gasoline transport | PJ/yr. | 1.5951 | 0.72172 | 1.4471 | 1.9059 | 2.4386 | 1.5054 | 0.74514 | 0 | 0 | 0 | 0 | 0
| SPS1 | CH | Other transport mileage¦Motor Diesel¦Total¦Passenger diesel rail | Billion km/yr. | 0 | 0 | 0 | 0 | 0 | 0 | 0 | 0 | 0 | 0 | 0 | 0
| SPS1 | CH | Other transport mileage¦Motor Diesel¦Total¦Freight diesel rail | Billion km/yr. | 0.0016041 | 1.2657e-06 | 1.3109e-06 | 1.2216e-06 | 1.2696e-06 | 2.2185e-06 | 2.2277e-06 | 1.3538e-06 | 9.1177e-08 | 1.4959e-06 | 1.5828e-06 | 6.5687e-06
| SPS1 | CH | Other transport mileage¦Motor Diesel¦Total¦Other diesel transport | PJ/yr. | 17.1765 | 17.1766 | 15.5778 | 14.2457 | 13.7127 | 13.1797 | 12.6448 | 12.1137 | 12.112 | 5.6141 | 2.019 | 2.019
| SPS1 | CH | Other transport efficiency | - | bar: 2020 to 2070
| SPS1 | CH | Other transport efficiency¦Electricity¦Passenger electric rail | km/MJ | 0.025309 | 0.025302 | 0.025291 | 0.025273 | 0.025254 | 0.025236 | 0.025218 | 0.0252 | 0.0252 | 0.0252 | 0.0252 | 0.0252
| SPS1 | CH | Other transport efficiency¦Electricity¦Freight electric rail | km/MJ | 0.016704 | 0.016704 | 0.016704 | 0.016704 | 0.016704 | 0.016704 | 0.016704 | 0.016704 | 0.016704 | 0.016704 | 0.016704 | 0.016704
| SPS1 | CH | Other transport efficiency¦Electricity¦Other electric transport | % | - | 2.4674 | 2.4674 | 2.4674 | 0.00080978 | 1.5801 | 1.5855 | 1.7137 | 1.6599 | 2.0289 | 2.1188 | 2.1149
| SPS1 | CH | Other transport efficiency¦Hydrogen¦Passenger hydrogen rail | km/MJ | - | - | - | - | - | 0.017942 | 0.018631 | 0.01932 | 0.01932 | 0.01932 | 0.01932 | 0.01932
| SPS1 | CH | Other transport efficiency¦Hydrogen¦Freight hydrogen rail | km/MJ | - | - | - | - | - | 0.0072969 | 0.0066155 | 0.0059341 | 0.0059341 | 0.0059341 | 0.0059341 | 0.0059341
| SPS1 | CH | Other transport efficiency¦Hydrogen¦Other hydrogen transport | % | - | - | - | - | 1.7935 | 1.7935 | 1.7935 | 1.7935 | 1.7935 | 1.7935 | 1.7935 | 1.7935
| SPS1 | CH | Other transport efficiency¦Motor Gasoline¦Total¦Other gasoline transport | % | 90.64% | 90.64% | 90.64% | 90.64% | 90.64% | 90.64% | 90.64% | - | - | - | - | -
| SPS1 | CH | Other transport efficiency¦Motor Diesel¦Total¦Passenger diesel rail | km/MJ | bar: 2020 to 2070
| SPS1 | CH | Other transport efficiency¦Motor Diesel¦Total¦Freight diesel rail | km/MJ | 0.0040531 | 0.0040531 | 0.0040531 | 0.0040531 | 0.0040531 | 0.0040531 | 0.0040531 | 0.0040531 | 0.0040531 | 0.0040531 | 0.0040531 | 0.0040531
| SPS1 | CH | Other transport efficiency¦Motor Diesel¦Total¦Other diesel transport | % | 98.83% | 98.83% | 98.83% | 98.83% | 98.83% | 98.83% | 98.83% | 98.83% | 98.83% | 98.83% | 98.83% | 98.83%
| SPS1 | CH | Direct CO2 emissions from fuel combustion and industrial processes | Mt/yr. | 34.6084 | 32.3753 | 30.873 | 27.2959 | 23.7277 | 22.3602 | 21.4796 | 20.4657 | 19.5234 | 18.1843 | 17.0711 | 15.4428
| SPS1 | CH | Direct CO2 emissions from fuel combustion and industrial processes¦CO2¦Power generation | Mt/yr. | 2.5961 | 2.3829 | 2.3835 | 2.3988 | 2.3818 | 2.5998 | 2.9222 | 3.199 | 3.4009 | 3.5037 | 3.4394 | 3.3674
| SPS1 | CH | Direct CO2 emissions from fuel combustion and industrial processes¦CO2¦Synthetic fuel production | Mt/yr. | 0 | 0 | 0 | 0 | 0 | 0 | 0 | 0 | 0 | 0 | 0 | 0
| SPS1 | CH | Direct CO2 emissions from fuel combustion and industrial processes¦CO2¦Industry | Mt/yr. | 6.4929 | 6.0785 | 5.7664 | 5.2574 | 4.9285 | 4.5902 | 4.3609 | 4.1312 | 3.9293 | 3.7716 | 3.7275 | 3.6397
| SPS1 | CH | Direct CO2 emissions from fuel combustion and industrial processes¦CO2¦Industry¦fuel combustion | Mt/yr. | 4.4036 | 3.9674 | 3.6641 | 3.1638 | 2.843 | 2.5128 | 2.2903 | 2.0674 | 1.8655 | 1.7079 | 1.6637 | 1.5759
| SPS1 | CH | Direct CO2 emissions from fuel combustion and industrial processes¦CO2¦Industry¦Industrial processes | Mt/yr. | 2.0893 | 2.111 | 2.1023 | 2.0937 | 2.0855 | 2.0774 | 2.0706 | 2.0637 | 2.0637 | 2.0637 | 2.0637 | 2.0637
| SPS1 | CH | Direct CO2 emissions from fuel combustion and industrial processes¦CO2¦Services | Mt/yr. | 3.791 | 3.4477 | 3.4221 | 3.4501 | 3.4144 | 3.2105 | 3.028 | 2.7845 | 2.386 | 2.2389 | 1.9927 | 1.7764
| SPS1 | CH | Direct CO2 emissions from fuel combustion and industrial processes¦CO2¦Residential | Mt/yr. | 7.176 | 6.5875 | 6.2697 | 6.5301 | 5.989 | 5.7123 | 5.5606 | 5.2443 | 4.9557 | 4.505 | 4.1612 | 2.9537
| SPS1 | CH | Direct CO2 emissions from fuel combustion and industrial processes¦CO2¦Transport | Mt/yr. | 14.5525 | 13.8787 | 13.0313 | 9.6594 | 7.0139 | 6.2474 | 5.6079 | 5.1067 | 4.8515 | 4.1651 | 3.7504 | 3.7057
| SPS1 | CH | Direct CO2 emissions from fuel combustion and industrial processes¦CO2¦CO2 captured in power generation | Mt/yr. | 0 | 0 | 0 | 0 | 0 | 0 | 0 | 0 | 0 | 0 | 0 | 0
| SPS1 | CH | Direct CO2 emissions from fuel combustion and industrial processes¦CO2¦CO2 captured in industry | Mt/yr. | 0 | 0 | 0 | 0 | 0 | 0 | 0 | 0 | 0 | 0 | 0 | 0
| SPS1 | CH | Direct CO2 emissions from fuel combustion and industrial processes¦CO2¦CO2 captured in hydrogen | Mt/yr. | 0 | 0 | 0 | 0 | 0 | 0 | 0 | 0 | 0 | 0 | 0 | 0
| SPS1 | CH | Direct CO2 emissions from fuel combustion and industrial processes¦CO2¦CO2 captured in biogases/bioliquids | Mt/yr. | 0 | 0 | 0 | 0 | 0 | 0 | 0 | 0 | 0 | 0 | 0 | 0
| SPS1 | CH | Direct CO2 emissions from fuel combustion and industrial processes¦CO2¦Direct air capture | Mt/yr. | 0 | 0 | 0 | 0 | 0 | 0 | 0 | 0 | 0 | 0 | 0 | 0
| SPS1 | CH | CO2 storage and utilisation | Mt/yr. | 0 | 0 | 0 | 0 | 0 | 0 | 0 | 0 | 0 | 0 | 0 | 0
| SPS1 | CH | CO2 storage and utilisation¦CO2¦Domestic sequestration | Mt/yr. | 0 | 0 | 0 | 0 | 0 | 0 | 0 | 0 | 0 | 0 | 0 | 0
| SPS1 | CH | CO2 storage and utilisation¦CO2¦Domestic utilisation | Mt/yr. | 0 | 0 | 0 | 0 | 0 | 0 | 0 | 0 | 0 | 0 | 0 | 0
| SPS1 | CH | CO2 storage and utilisation¦CO2¦Exported | Mt/yr. | 0 | 0 | 0 | 0 | 0 | 0 | 0 | 0 | 0 | 0 | 0 | 0
| SPS1 | CH | Direct air capture | - | bar: 2020 to 2070
| SPS1 | CH | Direct air capture¦Energy consumption | PJ/yr. | 0 | 0 | 0 | 0 | 0 | 0 | 0 | 0 | 0 | 0 | 0 | 0
| SPS1 | CH | Direct air capture¦Energy consumption¦Electricity | PJ/yr. | 0 | 0 | 0 | 0 | 0 | 0 | 0 | 0 | 0 | 0 | 0 | 0
| SPS1 | CH | Direct air capture¦Energy consumption¦Heat | PJ/yr. | 0 | 0 | 0 | 0 | 0 | 0 | 0 | 0 | 0 | 0 | 0 | 0
| SPS1 | CH | Direct air capture¦CO2 captured | Mt/yr. | 0 | 0 | 0 | 0 | 0 | 0 | 0 | 0 | 0 | 0 | 0 | 0
| SPS1 | CH | Primary Energy Consumption | PJ/yr. | 962.4455 | 962.3778 | 924.5476 | 897.8388 | 835.3276 | 775.6939 | 692.4729 | 679.2028 | 700.2798 | 732.5165 | 729.8802 | 726.4512
| SPS1 | CH | Primary Energy Consumption¦Coal | PJ/yr. | 3.66 | 3.5647 | 2.8317 | 0.0050203 | 0.0034884 | 0.0021616 | 0.0026648 | 0.005939 | 0.0045161 | 0.0073625 | 0.0047508 | 0.0076686
| SPS1 | CH | Primary Energy Consumption¦Oil | PJ/yr. | 310.7891 | 287.229 | 266.5431 | 219.7671 | 167.451 | 148.0615 | 135.4256 | 122.9333 | 112.7649 | 97.6211 | 81.6486 | 68.1844
| SPS1 | CH | Primary Energy Consumption¦Oil¦Fossil liquids | PJ/yr. | 303.9523 | 280.4523 | 257.9976 | 206.8413 | 155.7913 | 136.8705 | 124.4048 | 112.0716 | 102.3101 | 87.4772 | 72.8381 | 59.6631
| SPS1 | CH | Primary Energy Consumption¦Oil¦Fossil liquids¦Light fuel oil | PJ/yr. | 101.7529 | 88.7046 | 79.4345 | 75.4499 | 60.4005 | 51.898 | 48.1219 | 42.5994 | 36.3022 | 30.8194 | 21.826 | 9.2541
| SPS1 | CH | Primary Energy Consumption¦Oil¦Fossil liquids¦Heavy fuel oil | PJ/yr. | 2.7764 | 2.274 | 0.0053385 | 0.0015422 | 0.0022827 | 0.002128 | 0.0023609 | 0 | 0 | 0 | 0 | 0
| SPS1 | CH | Primary Energy Consumption¦Oil¦Fossil liquids¦Motor Diesel | PJ/yr. | 118.4931 | 112.1124 | 96.829 | 71.42 | 49.5197 | 45.4502 | 42.4528 | 40.4139 | 39.7297 | 32.9447 | 29.0926 | 29.4283
| SPS1 | CH | Primary Energy Consumption¦Oil¦Fossil liquids¦Motor Gasoline | PJ/yr. | 79.8226 | 75.9561 | 79.8832 | 58.3356 | 44.7066 | 38.5377 | 33.1615 | 28.6713 | 26.0849 | 23.7129 | 21.9193 | 20.9805
| SPS1 | CH | Primary Energy Consumption¦Oil¦Fossil liquids¦Kerosene (excl. international aviation) | PJ/yr. | 1.1075 | 1.4052 | 1.8456 | 1.6343 | 1.1622 | 0.98247 | 0.66623 | 0.387 | 0.19333 | 0.00018938 | 0.00010185 | 0.00018764
| SPS1 | CH | Primary Energy Consumption¦Oil¦Synthetic liquids | PJ/yr. | 6.8367 | 6.7766 | 8.5454 | 12.9259 | 11.6597 | 11.1911 | 11.0207 | 10.8617 | 10.4548 | 10.1439 | 8.8106 | 8.5213
| SPS1 | CH | Primary Energy Consumption¦Oil¦Synthetic liquids¦Total¦Motor diesel | PJ/yr. | 2.4007 | 2.378 | 3.9169 | 2.4169 | 1.8292 | 1.8644 | 1.7673 | 1.6872 | 1.4208 | 1.2182 | 0.13343 | -0.080108
| SPS1 | CH | Primary Energy Consumption¦Oil¦Synthetic liquids¦Total¦Motor Gasoline | PJ/yr. | 4.4342 | 4.3986 | 4.6252 | 4.1241 | 2.8977 | 2.2324 | 1.921 | 1.6613 | 1.511 | 1.3741 | 1.2698 | 1.2165
| SPS1 | CH | Primary Energy Consumption¦Oil¦Synthetic liquids¦Bioliquids¦Total | PJ/yr. | 6.8367 | 6.7766 | 8.5454 | 12.9259 | 11.1118 | 11.0296 | 10.7825 | 10.681 | 10.445 | 10.1153 | 8.8106 | 8.5213
| SPS1 | CH | Primary Energy Consumption¦Oil¦Synthetic liquids¦Bioliquids¦Biodiesel | PJ/yr. | 2.4007 | 2.378 | 3.9169 | 2.4169 | 1.8292 | 1.8644 | 1.7673 | 1.6872 | 1.4208 | 1.2182 | 0.13343 | -0.080108
| SPS1 | CH | Primary Energy Consumption¦Oil¦Synthetic liquids¦Bioliquids¦Ethanol | PJ/yr. | 4.4342 | 4.3986 | 4.6252 | 4.1241 | 2.8977 | 2.2324 | 1.921 | 1.6613 | 1.511 | 1.3741 | 1.2698 | 1.2165
| SPS1 | CH | Primary Energy Consumption¦Oil¦Synthetic liquids¦PtL | PJ/yr. | 0 | 0 | 0 | 0 | 0.54787 | 0.16148 | 0.23822 | 0.18075 | 0.0097648 | 0.028636 | 0 | 0
| SPS1 | CH | Primary Energy Consumption¦Oil¦Synthetic liquids¦PtL¦PtL Diesel | PJ/yr. | 0 | 0 | 0 | 0 | 0 | 0 | 0 | 0 | 0 | 0 | 0 | 0
| SPS1 | CH | Primary Energy Consumption¦Oil¦Synthetic liquids¦PtL¦PtL Gasoline | PJ/yr. | 0 | 0 | 0 | 0 | 0 | 0 | 0 | 0 | 0 | 0 | 0 | 0
| SPS1 | CH | Primary Energy Consumption¦Oil¦Synthetic liquids¦PtL¦PtL Kerosene | PJ/yr. | 0 | 0 | 0 | 0 | 0.54787 | 0.16148 | 0.23822 | 0.18075 | 0.0097648 | 0.028636 | 0 | 0
| SPS1 | CH | Primary Energy Consumption¦Gas | PJ/yr. | 117.0614 | 107.2365 | 113.5742 | 121.5723 | 126.791 | 129.3198 | 130.0292 | 128.2136 | 124.6525 | 120.5728 | 121.2811 | 110.0426
| SPS1 | CH | Primary Energy Consumption¦Gas¦Fossil gases¦Total | PJ/yr. | 117.0614 | 106.72 | 112.407 | 119.3382 | 122.9593 | 123.2042 | 123.6181 | 121.5163 | 117.556 | 113.1627 | 112.5389 | 100.8995
| SPS1 | CH | Primary Energy Consumption¦Gas¦Fossil gases¦Natural gas | PJ/yr. | 117.0614 | 106.72 | 112.407 | 119.3366 | 122.9567 | 123.2017 | 123.6155 | 121.5106 | 117.5531 | 113.1571 | 112.5345 | 100.8901
| SPS1 | CH | Primary Energy Consumption¦Gas¦Fossil gases¦Liquified Natural Gas | PJ/yr. | 0 | 0 | 0 | 0.0015933 | 0.0026081 | 0.0025173 | 0.0026364 | 0.0056602 | 0.0029277 | 0.0055829 | 0.0044027 | 0.0094127
| SPS1 | CH | Primary Energy Consumption¦Gas¦Synthetic gases | PJ/yr. | 0 | 0.5165 | 1.1671 | 2.234 | 3.8317 | 6.1156 | 6.4111 | 6.6973 | 7.0965 | 7.4101 | 8.7423 | 9.1431
| SPS1 | CH | Primary Energy Consumption¦Gas¦Synthetic gases¦Biogases | PJ/yr. | 0 | 0.5165 | 1.1671 | 2.234 | 2.234 | 3.8317 | 6.1156 | 6.4111 | 6.6973 | 7.0965 | 7.4101 | 8.7423
| SPS1 | CH | Primary Energy Consumption¦Gas¦Synthetic gases¦Biogases¦Biogas | PJ/yr. | 0 | 0.5165 | 1.1671 | 2.234 | 2.234 | 3.8317 | 6.1156 | 6.4111 | 6.6973 | 7.0965 | 7.4101 | 8.7423
| SPS1 | CH | Primary Energy Consumption¦Gas¦Synthetic gases¦PtG | PJ/yr. | 0 | 0 | 0 | 0 | 1.5977 | 2.2839 | 0.29548 | 0.28628 | 0.39918 | 0.31355 | 1.3322 | 0.40083
| SPS1 | CH | Primary Energy Consumption¦Gas¦Synthetic gases¦PtG¦PtG gas | PJ/yr. | 0 | 0 | 0 | 0 | 1.5977 | 2.2839 | 0.29548 | 0.28628 | 0.39918 | 0.31355 | 1.3322 | 0.40083
| SPS1 | CH | Primary Energy Consumption¦Nuclear fuel | PJ/yr. | 250.9482 | 254.3924 | 224.1778 | 221.5312 | 173.5426 | 100.0147 | 0 | 0 | 52.0397 | 110.0174 | 117.1271 | 129.6909
| SPS1 | CH | Primary Energy Consumption¦Electricity | PJ/yr. | -20.01 | 14.4676 | -13.9788 | -29.5658 | -8.1393 | 16.6802 | 40.5906 | 35.6388 | 13.7482 | 1.0078 | 0.88628 | 4.2122
| SPS1 | CH | Primary Energy Consumption¦Hydrogen | PJ/yr. | 0 | 0 | 0 | 0 | 0 | 0.0038678 | 0.0038895 | 0.003155 | 0.0010852 | 0.0021428 | 0.0015675 | 0.0039244
| SPS1 | CH | Primary Energy Consumption¦Wood | PJ/yr. | 44.9724 | 48.1905 | 48.1905 | 48.1907 | 48.1916 | 48.1916 | 48.1916 | 48.1916 | 48.1916 | 48.1917 | 48.1917 | 48.1918
| SPS1 | CH | Primary Energy Consumption¦Wood¦Waste wood | PJ/yr. | 11.1119 | 11.9529 | 13.2144 | 15.3169 | 15.8491 | 16.2664 | 16.6117 | 16.957 | 17.0158 | 17.0745 | 17.1333 | 17.1921
| SPS1 | CH | Primary Energy Consumption¦Wood¦Wood residues | PJ/yr. | 7.5117 | 7.5431 | 7.5903 | 7.669 | 7.669 | 7.669 | 7.669 | 7.669 | 7.669 | 7.669 | 7.669 | 7.669
| SPS1 | CH | Primary Energy Consumption¦Wood¦Wood from landscape maintenance | PJ/yr. | 3.1682 | 3.4957 | 3.9868 | 4.8054 | 4.8054 | 4.8054 | 4.8054 | 4.8054 | 4.8054 | 4.8054 | 4.8054 | 4.8054
| SPS1 | CH | Primary Energy Consumption¦Wood¦Wood from Forest (hard wood) | PJ/yr. | 23.1806 | 25.1988 | 23.3989 | 20.3993 | 19.8681 | 19.4508 | 19.1055 | 18.7602 | 18.7015 | 18.6427 | 18.584 | 18.5253
| SPS1 | CH | Primary Energy Consumption¦Waste | PJ/yr. | 69.8425 | 69.8884 | 69.4956 | 69.046 | 68.9437 | 69.1655 | 69.3873 | 69.6093 | 69.6092 | 69.6094 | 69.6094 | 69.6094
| SPS1 | CH | Primary Energy Consumption¦Waste¦Non renewable waste | PJ/yr. | 35.8366 | 35.8824 | 35.4894 | 35.04 | 34.9376 | 35.1595 | 35.3813 | 35.6032 | 35.6032 | 35.6032 | 35.6032 | 35.6032
| SPS1 | CH | Primary Energy Consumption¦Waste¦Renewable waste | PJ/yr. | 34.0059 | 34.006 | 34.0061 | 34.006 | 34.0061 | 34.006 | 34.006 | 34.0061 | 34.006 | 34.0062 | 34.0062 | 34.0062
| SPS1 | CH | Primary Energy Consumption¦Manure | PJ/yr. | 3.7981 | 12.5189 | 12.5402 | 12.5404 | 12.5404 | 12.5422 | 12.5422 | 12.5423 | 12.5423 | 12.5424 | 12.5425 | 12.543
| SPS1 | CH | Primary Energy Consumption¦Hydro | PJ/yr. | 149.4305 | 125.6075 | 141.9222 | 149.9977 | 150.0439 | 150.0812 | 150.1187 | 150.1585 | 150.1945 | 150.2383 | 150.2904 | 150.846
| SPS1 | CH | Primary Energy Consumption¦Hydro¦Large hydro | PJ/yr. | 66.7457 | 49.7988 | 68.5316 | 69.6159 | 70.7 | 71.7846 | 72.8686 | 73.9536 | 73.9536 | 73.9538 | 73.9538 | 73.9527
| SPS1 | CH | Primary Energy Consumption¦Hydro¦Run-of-river hydro | PJ/yr. | 66.6324 | 55.764 | 65.5538 | 64.4716 | 63.3877 | 62.3031 | 61.2191 | 60.1341 | 60.134 | 60.1339 | 60.1339 | 60.135
| SPS1 | CH | Primary Energy Consumption¦Hydro¦Pump storage | PJ/yr. | 16.0524 | 20.0447 | 7.8368 | 15.9102 | 15.9562 | 15.9935 | 16.031 | 16.0708 | 16.1068 | 16.1506 | 16.2027 | 16.7583
| SPS1 | CH | Primary Energy Consumption¦Solar | PJ/yr. | 12.5564 | 16.5222 | 32.4568 | 53.4193 | 56.2983 | 58.9291 | 61.6065 | 64.3433 | 66.8886 | 69.8405 | 73.2389 | 76.6355
| SPS1 | CH | Primary Energy Consumption¦Wind | PJ/yr. | 0.52401 | 0.5453 | 0.50317 | 0.56614 | 0.57171 | 0.57181 | 0.5829 | 0.58299 | 0.58389 | 0.58391 | 0.58422 | 0.58573
| SPS1 | CH | Primary Energy Consumption¦Ambient heat | PJ/yr. | 18.873 | 22.2147 | 26.2911 | 30.7687 | 39.0893 | 42.1297 | 43.9316 | 46.8648 | 49.0588 | 52.2818 | 54.4736 | 55.8983
| SPS1 | CH | Primary Energy Consumption¦Geothermal | PJ/yr. | 0 | 0 | 0 | 0 | 0 | 0.00051409 | 0.060218 | 0.11519 | 0 | 0 | 0 | 0
| SPS1 | CH | Electricity generation capacity | GWe/yr. | 22.3785 | 24.393 | 28.8895 | 33.0147 | 33.472 | 33.5767 | 33.3932 | 34.3123 | 35.8946 | 37.4493 | 38.4356 | 39.5652
| SPS1 | CH | Electricity generation capacity¦Nuclear Fuel | GWe/yr. | 3.0936 | 3.0936 | 2.914 | 2.7577 | 2.1741 | 1.3533 | 0.12056 | 0.12056 | 0.65095 | 1.3727 | 1.4615 | 1.6182
| SPS1 | CH | Electricity generation capacity¦Nuclear Fuel¦Nuclear power plants | GWe/yr. | 3.0936 | 3.0936 | 2.914 | 2.7577 | 2.1741 | 1.3533 | 0.12056 | 0.12056 | 0.65095 | 1.3727 | 1.4615 | 1.6182
| SPS1 | CH | Electricity generation capacity¦Hydro | GWe/yr. | 15.4036 | 16.1216 | 16.5696 | 16.639 | 16.6393 | 16.6393 | 16.7138 | 16.8322 | 16.8322 | 16.8324 | 16.8324 | 16.8341
| SPS1 | CH | Electricity generation capacity¦Hydro¦Hydro Large | GWe/yr. | 7.3394 | 7.3425 | 7.3502 | 7.4156 | 7.4157 | 7.4157 | 7.4902 | 7.6085 | 7.6086 | 7.6086 | 7.6086 | 7.6086
| SPS1 | CH | Electricity generation capacity¦Hydro¦Hydro Run of River | GWe/yr. | 4.7247 | 4.8077 | 4.8597 | 4.8637 | 4.8637 | 4.8637 | 4.8638 | 4.8638 | 4.8638 | 4.8638 | 4.8638 | 4.865
| SPS1 | CH | Electricity generation capacity¦Hydro¦Pump storage | GWe/yr. | 3.3394 | 3.9714 | 4.3598 | 4.3598 | 4.3598 | 4.3598 | 4.3598 | 4.3599 | 4.3599 | 4.36 | 4.36 | 4.3605
| SPS1 | CH | Electricity generation capacity¦Oil | GWe/yr. | 0.03288 | 0.02921 | 0.019574 | 0.060066 | 0.098247 | 0.10502 | 0.10397 | 0.11037 | 0.13883 | 0.12978 | 0.13804 | 0.14055
| SPS1 | CH | Electricity generation capacity¦Oil¦Peak devices | GWe/yr. | 0.021829 | 0.021666 | 0.012118 | 0.033511 | 0.058996 | 0.059566 | 0.053889 | 0.052639 | 0.070903 | 0.061862 | 0.068755 | 0.072292
| SPS1 | CH | Electricity generation capacity¦Oil¦CHP Oil (for District Heating) | GWe/yr. | 0.0027459 | 0.0011414 | 0.0010478 | 0.00076439 | 0.0007242 | 0.00042074 | 0.00042802 | 0.00066415 | 0.00063847 | 0.00083347 | 0.00069364 | 0.0011213
| SPS1 | CH | Electricity generation capacity¦Oil¦Industrial CHPs oil | GWe/yr. | 0.008305 | 0.0064025 | 0.0064077 | 0.025791 | 0.038526 | 0.045034 | 0.049652 | 0.057071 | 0.06729 | 0.067088 | 0.068596 | 0.06714
| SPS1 | CH | Electricity generation capacity¦Gas | GWe/yr. | 0.22836 | 0.15994 | 0.14664 | 0.34372 | 0.49683 | 0.65226 | 0.75396 | 0.74317 | 1.0729 | 1.1017 | 1.1074 | 1.1177
| SPS1 | CH | Electricity generation capacity¦Gas¦Gas turbines combined cycle | GWe/yr. | 0 | 0 | 0 | 0 | 0 | 0.0045599 | 0.093418 | 0.18127 | 0.59166 | 0.70135 | 0.74144 | 0.72935
| SPS1 | CH | Electricity generation capacity¦Gas¦Gas turbines open cycle | GWe/yr. | 0 | 0 | 0 | 0 | 0.016507 | 0.068549 | 0.068562 | 0.06856 | 0.06852 | 0.021026 | 0.005599 | 0.011542
| SPS1 | CH | Electricity generation capacity¦Gas¦Gas turbines combined cycle CCS | GWe/yr. | 0 | 0 | 0 | 0 | 0 | 0 | 0 | 0 | 0 | 0 | 0 | 0
| SPS1 | CH | Electricity generation capacity¦Gas¦CHP Gas (for District Heating) | GWe/yr. | 0.047967 | 8.3489e-05 | 0.0011624 | 0.023078 | 0.041121 | 0.095858 | 0.090284 | 0.075155 | 0.024479 | 0.0024073 | 0.0012836 | 0.0019965
| SPS1 | CH | Electricity generation capacity¦Gas¦CHP Fuel Cell Gas (for District Heating) | GWe/yr. | 0 | 0 | 0 | 0 | 0 | 0.017264 | 0.04566 | 0.045703 | 0.043417 | 0.03054 | 0.0023562 | 0.0023259
| SPS1 | CH | Electricity generation capacity¦Gas¦Industrial CHPs gas | GWe/yr. | 0.029094 | 0.021518 | 0.013696 | 0.032553 | 0.028441 | 0.028453 | 0.019475 | 0.0098264 | 0.0098136 | 0.009856 | 0.01015 | 0.026232
| SPS1 | CH | Electricity generation capacity¦Gas¦Industrial CHPs gas (CCS) | GWe/yr. | 0 | 0 | 0 | 0 | 0 | 0 | 0 | 0 | 0 | 0 | 0 | 0
| SPS1 | CH | Electricity generation capacity¦Gas¦Industrial CHPs fuel cells (gas reformer) | GWe/yr. | 0 | 0 | 0 | 0.00016698 | 0.00028461 | 0.00036397 | 0.00040622 | 0.00073218 | 0.00061891 | 0.00099931 | 0.00088823 | 0.001942
| SPS1 | CH | Electricity generation capacity¦Gas¦Residential single family CHPs gas | GWe/yr. | 0.0041556 | 0.00077704 | 0.00096162 | 0.00092827 | 0.0018557 | 0.002048 | 0.0024117 | 0.0030744 | 0.0026235 | 0.0025294 | 0.010461 | 0.011743
| SPS1 | CH | Electricity generation capacity¦Gas¦Residential single family CHPs fuel cells gas | GWe/yr. | 0 | 0 | 0 | 3.5797e-05 | 0.00013078 | 0.00013239 | 0.0001405 | 0.00033497 | 0.00027044 | 0.00042368 | 0.00040654 | 0.00075855
| SPS1 | CH | Electricity generation capacity¦Gas¦Residential multi family CHPs gas | GWe/yr. | 0.0084301 | 0.0049345 | 0.0060891 | 0.046565 | 0.047939 | 0.054808 | 0.050418 | 0.0535 | 0.053301 | 0.051583 | 0.045038 | 0.038534
| SPS1 | CH | Electricity generation capacity¦Gas¦Residential multi family CHPs fuel cells gas | GWe/yr. | 0 | 0 | 0 | 0.00015744 | 0.00062885 | 0.00064264 | 0.00074046 | 0.0019753 | 0.0016943 | 0.0030369 | 0.0029105 | 0.0051672
| SPS1 | CH | Electricity generation capacity¦Gas¦Services sectors CHPs (bio)gas | GWe/yr. | 0.073513 | 0.084752 | 0.084752 | 0.084752 | 0.084752 | 0.084752 | 0.084752 | 0.084753 | 0.084753 | 0.084755 | 0.084758 | 0.084819
| SPS1 | CH | Electricity generation capacity¦Gas¦Services sectors CHPs gas | GWe/yr. | 0.0652 | 0.047878 | 0.039979 | 0.15535 | 0.27475 | 0.29442 | 0.29738 | 0.21755 | 0.19104 | 0.19183 | 0.20113 | 0.20103
| SPS1 | CH | Electricity generation capacity¦Gas¦Services sectors CHPs fuel cells (gas reformer) | GWe/yr. | 0 | 0 | 0 | 0.00013922 | 0.00042319 | 0.00040897 | 0.00031368 | 0.00073124 | 0.0007263 | 0.0013179 | 0.00099572 | 0.0022288
| SPS1 | CH | Electricity generation capacity¦Wastes | GWe/yr. | 0.43081 | 0.39164 | 0.39112 | 0.36003 | 0.36281 | 0.36998 | 0.37684 | 0.38317 | 0.38317 | 0.38318 | 0.38318 | 0.3832
| SPS1 | CH | Electricity generation capacity¦Wastes¦Wastes Incineration (electric only) | GWe/yr. | 0.30518 | 0.30518 | 0.30518 | 0.27599 | 0.27949 | 0.28606 | 0.29279 | 0.29969 | 0.29969 | 0.29969 | 0.29969 | 0.2997
| SPS1 | CH | Electricity generation capacity¦Wastes¦Wastes Incineration (electric only) CCS | GWe/yr. | 0 | 0 | 0 | 0 | 0 | 0 | 0 | 0 | 0 | 0 | 0 | 0
| SPS1 | CH | Electricity generation capacity¦Wastes¦CHP Wastes (for District Heating) | GWe/yr. | 0.077918 | 0.071002 | 0.070491 | 0.07049 | 0.069926 | 0.070079 | 0.070202 | 0.070293 | 0.070294 | 0.070297 | 0.070294 | 0.070295
| SPS1 | CH | Electricity generation capacity¦Wastes¦CHP Wastes (for District Heating) CCS | GWe/yr. | 0 | 0 | 0 | 0 | 0 | 0 | 0 | 0 | 0 | 0 | 0 | 0
| SPS1 | CH | Electricity generation capacity¦Wastes¦Industrial CHPs wastes | GWe/yr. | 0.047709 | 0.015455 | 0.015454 | 0.013546 | 0.013393 | 0.013841 | 0.013844 | 0.013193 | 0.013191 | 0.013194 | 0.013193 | 0.013204
| SPS1 | CH | Electricity generation capacity¦Wastes¦Industrial CHPs wastes CCS | GWe/yr. | 0 | 0 | 0 | 0 | 0 | 0 | 0 | 0 | 0 | 0 | 0 | 0
| SPS1 | CH | Electricity generation capacity¦Wood | GWe/yr. | 0.022098 | 0.031168 | 0.063007 | 0.112 | 0.14422 | 0.17161 | 0.20173 | 0.23845 | 0.24804 | 0.24987 | 0.24379 | 0.24241
| SPS1 | CH | Electricity generation capacity¦Wood¦CHP Wood (for District Heating) | GWe/yr. | 0.015465 | 0.011882 | 0.020246 | 0.040523 | 0.04944 | 0.05778 | 0.059399 | 0.046614 | 0.021154 | 0.020217 | 0.01394 | 0.010631
| SPS1 | CH | Electricity generation capacity¦Wood¦Biomass with CCS (BECCS) | GWe/yr. | 0 | 0 | 0 | 0 | 0 | 0 | 0 | 0 | 0 | 0 | 0 | 0
| SPS1 | CH | Electricity generation capacity¦Wood¦Industrial CHPs wood | GWe/yr. | 0.0066323 | 0.019286 | 0.042761 | 0.070532 | 0.093518 | 0.11263 | 0.14115 | 0.18906 | 0.22426 | 0.22647 | 0.22707 | 0.22636
| SPS1 | CH | Electricity generation capacity¦Wood¦Industrial CHPs wood (CCS) | GWe/yr. | 0 | 0 | 0 | 0 | 0 | 0 | 0 | 0 | 0 | 0 | 0 | 0
| SPS1 | CH | Electricity generation capacity¦Wood¦Residential single family CHPs wood | GWe/yr. | 0 | 0 | 0 | 0.00018169 | 0.0003635 | 0.00039239 | 0.00035582 | 0.00084519 | 0.0007812 | 0.0010425 | 0.00068651 | 0.0013001
| SPS1 | CH | Electricity generation capacity¦Wood¦Residential multi family CHPs wood | GWe/yr. | 0 | 0 | 0 | 0.00041513 | 0.00054273 | 0.00049555 | 0.00048226 | 0.0012792 | 0.001253 | 0.0012216 | 0.0012529 | 0.002273
| SPS1 | CH | Electricity generation capacity¦Wood¦Services sectors CHPs wood | GWe/yr. | 0 | 0 | 0 | 0.00035033 | 0.00035575 | 0.00030833 | 0.00034121 | 0.00065038 | 0.00059509 | 0.00091655 | 0.00083907 | 0.001849
| SPS1 | CH | Electricity generation capacity¦Wind | GWe/yr. | 0.08712 | 0.09066 | 0.083656 | 0.094124 | 0.09505 | 0.095067 | 0.096912 | 0.096927 | 0.097077 | 0.097082 | 0.097133 | 0.097384
| SPS1 | CH | Electricity generation capacity¦Wind¦Wind turbines | GWe/yr. | 0.08712 | 0.09066 | 0.083656 | 0.094124 | 0.09505 | 0.095067 | 0.096912 | 0.096927 | 0.097077 | 0.097082 | 0.097133 | 0.097384
| SPS1 | CH | Electricity generation capacity¦Solar | GWe/yr. | 2.9747 | 4.3709 | 8.5975 | 12.4146 | 13.2155 | 13.8785 | 14.5437 | 15.2507 | 15.9003 | 16.6559 | 17.4991 | 18.4053
| SPS1 | CH | Electricity generation capacity¦Solar¦Solar PV (large scale) | GWe/yr. | 0 | 0 | 0.044926 | 0.068747 | 0.23985 | 0.2409 | 0.21048 | 0.18638 | 0.067536 | 0.015469 | 0.0098389 | 0.02386
| SPS1 | CH | Electricity generation capacity¦Solar¦Solar PV (Industry) | GWe/yr. | 1.1186 | 1.6529 | 3.5612 | 3.4923 | 3.6704 | 3.8576 | 4.0544 | 4.2612 | 4.4786 | 4.7071 | 4.9472 | 5.1995
| SPS1 | CH | Electricity generation capacity¦Solar¦Solar PV (Residential single family) | GWe/yr. | 0.67886 | 1.1559 | 2.0811 | 4.68 | 4.9187 | 5.1696 | 5.4333 | 5.7105 | 6.0018 | 6.3079 | 6.6297 | 6.9679
| SPS1 | CH | Electricity generation capacity¦Solar¦Solar PV (Residential multi family) | GWe/yr. | 0.27425 | 0.43896 | 1.735 | 3.0828 | 3.2401 | 3.4054 | 3.5791 | 3.7617 | 3.9535 | 4.1552 | 4.3672 | 4.59
| SPS1 | CH | Electricity generation capacity¦Solar¦Solar PV (Services) | GWe/yr. | 0.90293 | 1.1231 | 1.1752 | 1.0908 | 1.1464 | 1.2049 | 1.2663 | 1.3309 | 1.3988 | 1.4702 | 1.5452 | 1.624
| SPS1 | CH | Electricity generation capacity¦Geothermal | GWe/yr. | 0 | 0 | 0 | 0 | 0 | 0 | 0.00035559 | 0.00057526 | 0.00058466 | 0.00060896 | 0.00070912 | 0.0012389
| SPS1 | CH | Electricity generation capacity¦Geothermal¦Deep geothermal | GWe/yr. | 0 | 0 | 0 | 0 | 0 | 0 | 0.00035559 | 0.00057526 | 0.00058466 | 0.00060896 | 0.00070912 | 0.0012389
| SPS1 | CH | Electricity generation capacity¦Hydrogen | GWe/yr. | 0 | 0 | 0 | 0.00032856 | 0.00084649 | 0.001306 | 0.0013728 | 0.0033961 | 0.0031 | 0.0081294 | 0.012631 | 0.017482
| SPS1 | CH | Electricity generation capacity¦Hydrogen¦CHP Fuel Cell Hydrogen (for District Heating) | GWe/yr. | 0 | 0 | 0 | 0 | 0 | 0.00024199 | 0.00027928 | 0.00056402 | 0.00053483 | 0.0018691 | 0.0074012 | 0.0087114
| SPS1 | CH | Electricity generation capacity¦Hydrogen¦Industrial CHPs fuel cells (hydrogen) | GWe/yr. | 0 | 0 | 0 | 0.00021802 | 0.00055743 | 0.00074285 | 0.00074658 | 0.0017795 | 0.001568 | 0.0038897 | 0.0035077 | 0.0053651
| SPS1 | CH | Electricity generation capacity¦Hydrogen¦Services sectors CHPs fuel cells (hydrogen) | GWe/yr. | 0 | 0 | 0 | 0.00011055 | 0.00028907 | 0.00032116 | 0.00034698 | 0.0010526 | 0.00099713 | 0.0023705 | 0.0017217 | 0.0034057
| SPS1 | CH | Electricity generation capacity¦Electricity storage (non hydro) | GWe/yr. | 0.10536 | 0.10434 | 0.10437 | 0.23299 | 0.2451 | 0.31042 | 0.48007 | 0.53272 | 0.56737 | 0.61799 | 0.65975 | 0.70761
| SPS1 | CH | Electricity generation capacity¦Electricity storage (non hydro)¦CAES | GWe/yr. | 0.1 | 0.098973 | 0.098972 | 0.098788 | 0.098789 | 0.098793 | 0.098796 | 0.098797 | 0.098795 | 0.098794 | 0.098794 | 0.098797
| SPS1 | CH | Electricity generation capacity¦Electricity storage (non hydro)¦Battery storage large size centralised | GWe/yr. | 0.00087479 | 0.0008763 | 0.00088109 | 0.00079657 | 0.0018546 | 0.048541 | 0.059869 | 0.059877 | 0.059885 | 0.059939 | 0.060025 | 0.060993
| SPS1 | CH | Electricity generation capacity¦Electricity storage (non hydro)¦Battery storage medium size centralised | GWe/yr. | 0.00065479 | 0.00065592 | 0.00065973 | 0.00061779 | 0.001484 | 0.0089622 | 0.15564 | 0.19531 | 0.22125 | 0.26213 | 0.29394 | 0.32959
| SPS1 | CH | Electricity generation capacity¦Electricity storage (non hydro)¦Batteries in industry | GWe/yr. | 0.00063814 | 0.00063914 | 0.0006421 | 0.02634 | 0.026312 | 0.026308 | 0.029106 | 0.033725 | 0.032372 | 0.037752 | 0.04129 | 0.050988
| SPS1 | CH | Electricity generation capacity¦Electricity storage (non hydro)¦Batteries in residential single family houses | GWe/yr. | 0.001277 | 0.001279 | 0.0012848 | 0.040447 | 0.043639 | 0.044623 | 0.049859 | 0.054312 | 0.058617 | 0.059778 | 0.062319 | 0.062757
| SPS1 | CH | Electricity generation capacity¦Electricity storage (non hydro)¦Batteries in residential multi-family houses | GWe/yr. | 0.001277 | 0.001279 | 0.0012848 | 0.040576 | 0.044057 | 0.049941 | 0.052346 | 0.05458 | 0.058638 | 0.059848 | 0.06235 | 0.062798
| SPS1 | CH | Electricity generation capacity¦Electricity storage (non hydro)¦Batteries in Services sector | GWe/yr. | 0.00064046 | 0.00064146 | 0.00064442 | 0.02543 | 0.028962 | 0.033256 | 0.034458 | 0.036128 | 0.037807 | 0.039752 | 0.041039 | 0.04169
| SPS1 | CH | Space and water heat boiler capacity in Residential sector | GWth/yr. | 11.1641 | 11.9206 | 12.0405 | 12.3637 | 11.1041 | 10.7405 | 10.7936 | 10.1533 | 9.7974 | 9.5497 | 9.0803 | 7.9967
| SPS1 | CH | Space and water heat boiler capacity in Residential sector¦Space heating | GWth/yr. | 9.3032 | 9.9018 | 10.0535 | 10.2994 | 9.3194 | 8.9944 | 9.0313 | 8.4654 | 8.076 | 7.8714 | 7.4366 | 6.389
| SPS1 | CH | Space and water heat boiler capacity in Residential sector¦Space heating¦Electricty | GWth/yr. | 2.1117 | 2.416 | 2.5664 | 2.7359 | 2.7898 | 2.7173 | 2.7462 | 2.5598 | 2.426 | 2.427 | 2.4111 | 2.4047
| SPS1 | CH | Space and water heat boiler capacity in Residential sector¦Space heating¦Electricty¦Electric boiler | GWth/yr. | 0.67257 | 0.70394 | 0.70395 | 0.70394 | 0.44005 | 0.36897 | 0.39792 | 0.19864 | 0.065081 | 0.065883 | 0.049858 | 0.043144
| SPS1 | CH | Space and water heat boiler capacity in Residential sector¦Space heating¦Electricty¦Heat pump electric | GWth/yr. | 1.4391 | 1.712 | 1.8624 | 2.032 | 2.3498 | 2.3483 | 2.3483 | 2.3611 | 2.361 | 2.3612 | 2.3612 | 2.3615
| SPS1 | CH | Space and water heat boiler capacity in Residential sector¦Space heating¦Oil | GWth/yr. | 3.4074 | 3.4074 | 3.4074 | 3.4074 | 2.445 | 2.2884 | 2.2883 | 1.8983 | 1.7601 | 1.6484 | 1.0976 | 0.56428
| SPS1 | CH | Space and water heat boiler capacity in Residential sector¦Space heating¦Oil¦Light fuel oil boiler | GWth/yr. | 3.4074 | 3.4074 | 3.4074 | 3.4074 | 2.445 | 2.2884 | 2.2883 | 1.8983 | 1.7601 | 1.6484 | 1.0976 | 0.56428
| SPS1 | CH | Space and water heat boiler capacity in Residential sector¦Space heating¦Gas | GWth/yr. | 2.7688 | 2.996 | 2.9977 | 3.0629 | 3.222 | 3.1839 | 3.1943 | 3.3027 | 3.2002 | 3.132 | 3.2956 | 2.8711
| SPS1 | CH | Space and water heat boiler capacity in Residential sector¦Space heating¦Gas¦Gas boiler | GWth/yr. | 2.7688 | 2.996 | 2.996 | 3.0612 | 3.0289 | 2.8249 | 2.7545 | 2.6613 | 2.5146 | 2.4158 | 2.2803 | 1.8549
| SPS1 | CH | Space and water heat boiler capacity in Residential sector¦Space heating¦Gas¦Heat pump gas | GWth/yr. | 8.6172e-07 | 1.1659e-05 | 0.0017296 | 0.0017402 | 0.19314 | 0.35892 | 0.43978 | 0.64139 | 0.68566 | 0.71627 | 1.0153 | 1.0162
| SPS1 | CH | Space and water heat boiler capacity in Residential sector¦Space heating¦Coal | GWth/yr. | 0.007 | 0.0068417 | 0.00034838 | 0.00031937 | 8.2741e-05 | 0 | 0 | 0 | 0 | 0 | 0 | 0
| SPS1 | CH | Space and water heat boiler capacity in Residential sector¦Space heating¦Coal¦Coal boiler | GWth/yr. | 0.007 | 0.0068417 | 0.00034838 | 0.00031937 | 8.2741e-05 | 0 | 0 | 0 | 0 | 0 | 0 | 0
| SPS1 | CH | Space and water heat boiler capacity in Residential sector¦Space heating¦Wood | GWth/yr. | 0.68965 | 0.69797 | 0.7038 | 0.7038 | 0.46891 | 0.4087 | 0.40044 | 0.29959 | 0.28329 | 0.25435 | 0.22601 | 0.14408
| SPS1 | CH | Space and water heat boiler capacity in Residential sector¦Space heating¦Wood¦Wood boiler | GWth/yr. | 0.68965 | 0.69797 | 0.7038 | 0.7038 | 0.46891 | 0.4087 | 0.40044 | 0.29959 | 0.28329 | 0.25435 | 0.22601 | 0.14408
| SPS1 | CH | Space and water heat boiler capacity in Residential sector¦Space heating¦Pellets | GWth/yr. | 0.20447 | 0.24046 | 0.24057 | 0.25154 | 0.25969 | 0.26558 | 0.27148 | 0.27534 | 0.27875 | 0.28215 | 0.28147 | 0.28178
| SPS1 | CH | Space and water heat boiler capacity in Residential sector¦Space heating¦Pellets¦Pellets boiler | GWth/yr. | 0.20447 | 0.24046 | 0.24057 | 0.25154 | 0.25969 | 0.26558 | 0.27148 | 0.27534 | 0.27875 | 0.28215 | 0.28147 | 0.28178
| SPS1 | CH | Space and water heat boiler capacity in Residential sector¦Space heating¦Solar | GWth/yr. | 0.11421 | 0.13718 | 0.13733 | 0.13746 | 0.1339 | 0.13065 | 0.13058 | 0.12972 | 0.12756 | 0.12739 | 0.12489 | 0.1231
| SPS1 | CH | Space and water heat boiler capacity in Residential sector¦Space heating¦Solar¦Solar thermal | GWth/yr. | 0.11421 | 0.13718 | 0.13733 | 0.13746 | 0.1339 | 0.13065 | 0.13058 | 0.12972 | 0.12756 | 0.12739 | 0.12489 | 0.1231
| SPS1 | CH | Space and water heat boiler capacity in Residential sector¦Space heating¦Hydrogen | GWth/yr. | 0 | 0 | 0 | 0 | 0 | 0 | 0 | 0 | 0 | 0 | 0 | 0
| SPS1 | CH | Space and water heat boiler capacity in Residential sector¦Space heating¦Hydrogen¦Hydrogen boiler | GWth/yr. | 0 | 0 | 0 | 0 | 0 | 0 | 0 | 0 | 0 | 0 | 0 | 0
| SPS1 | CH | Space and water heat boiler capacity in Residential sector¦Water heating | GWth/yr. | 1.861 | 2.0188 | 1.987 | 2.0643 | 1.7847 | 1.7461 | 1.7623 | 1.6879 | 1.7214 | 1.6784 | 1.6437 | 1.6078
| SPS1 | CH | Space and water heat boiler capacity in Residential sector¦Water heating¦Electricty | GWth/yr. | 0.65093 | 0.71902 | 0.81128 | 0.88298 | 0.81251 | 0.79528 | 0.81672 | 0.70356 | 0.75931 | 0.75913 | 0.65433 | 0.73608
| SPS1 | CH | Space and water heat boiler capacity in Residential sector¦Water heating¦Electricty¦Electric boiler | GWth/yr. | 0.43758 | 0.47288 | 0.47289 | 0.47289 | 0.28182 | 0.2486 | 0.2486 | 0.13026 | 0.047034 | 0.040842 | 0.033782 | 0.028654
| SPS1 | CH | Space and water heat boiler capacity in Residential sector¦Water heating¦Electricty¦Heat pump electric | GWth/yr. | 0.21335 | 0.24613 | 0.33839 | 0.41009 | 0.53069 | 0.54667 | 0.56812 | 0.5733 | 0.71228 | 0.71829 | 0.62055 | 0.70742
| SPS1 | CH | Space and water heat boiler capacity in Residential sector¦Water heating¦Oil | GWth/yr. | 0.47738 | 0.47738 | 0.1702 | 0.17019 | 0.044138 | 0.00064004 | 0.00065607 | 0.00065332 | 0.0007393 | 0.0010576 | 0.00087361 | 0.0021524
| SPS1 | CH | Space and water heat boiler capacity in Residential sector¦Water heating¦Oil¦Light fuel oil boiler | GWth/yr. | 0.47738 | 0.47738 | 0.1702 | 0.17019 | 0.044138 | 0.00064004 | 0.00065607 | 0.00065332 | 0.0007393 | 0.0010576 | 0.00087361 | 0.0021524
| SPS1 | CH | Space and water heat boiler capacity in Residential sector¦Water heating¦Gas | GWth/yr. | 0.4361 | 0.43611 | 0.62122 | 0.62693 | 0.72469 | 0.76517 | 0.75979 | 0.81069 | 0.79134 | 0.75734 | 0.82941 | 0.73513
| SPS1 | CH | Space and water heat boiler capacity in Residential sector¦Water heating¦Gas¦Gas boiler | GWth/yr. | 0.4361 | 0.4361 | 0.62088 | 0.62658 | 0.69039 | 0.67682 | 0.63896 | 0.61723 | 0.58493 | 0.54225 | 0.53104 | 0.43304
| SPS1 | CH | Space and water heat boiler capacity in Residential sector¦Water heating¦Gas¦Heat pump gas | GWth/yr. | 4.7729e-11 | 3.8885e-06 | 0.00034671 | 0.00035138 | 0.034304 | 0.088352 | 0.12083 | 0.19346 | 0.20641 | 0.21509 | 0.29837 | 0.3021
| SPS1 | CH | Space and water heat boiler capacity in Residential sector¦Water heating¦Coal | GWth/yr. | 0 | 0 | 0 | 0 | 0 | 0 | 0 | 0 | 0 | 0 | 0 | 0
| SPS1 | CH | Space and water heat boiler capacity in Residential sector¦Water heating¦Coal¦Coal boiler | GWth/yr. | 0 | 0 | 0 | 0 | 0 | 0 | 0 | 0 | 0 | 0 | 0 | 0
| SPS1 | CH | Space and water heat boiler capacity in Residential sector¦Water heating¦Wood | GWth/yr. | 0.035322 | 0.040441 | 0.038387 | 0.038347 | 0.016832 | 0.014625 | 0.014618 | 0.010829 | 0.010228 | 0.0088541 | 0.0081058 | 0.0051523
| SPS1 | CH | Space and water heat boiler capacity in Residential sector¦Water heating¦Wood¦Wood boiler | GWth/yr. | 0.035322 | 0.040441 | 0.038387 | 0.038347 | 0.016832 | 0.014625 | 0.014618 | 0.010829 | 0.010228 | 0.0088541 | 0.0081058 | 0.0051523
| SPS1 | CH | Space and water heat boiler capacity in Residential sector¦Water heating¦Pellets | GWth/yr. | 0.011241 | 0.013197 | 0.013195 | 0.013194 | 0.0094631 | 0.0097031 | 0.0098713 | 0.010063 | 0.010133 | 0.010267 | 0.010252 | 0.010313
| SPS1 | CH | Space and water heat boiler capacity in Residential sector¦Water heating¦Pellets¦Pellets boiler | GWth/yr. | 0.011241 | 0.013197 | 0.013195 | 0.013194 | 0.0094631 | 0.0097031 | 0.0098713 | 0.010063 | 0.010133 | 0.010267 | 0.010252 | 0.010313
| SPS1 | CH | Space and water heat boiler capacity in Residential sector¦Water heating¦Solar | GWth/yr. | 0.25001 | 0.33266 | 0.33266 | 0.33267 | 0.17708 | 0.16067 | 0.16068 | 0.15206 | 0.14965 | 0.14171 | 0.14067 | 0.11893
| SPS1 | CH | Space and water heat boiler capacity in Residential sector¦Water heating¦Solar¦Solar thermal | GWth/yr. | 0.25001 | 0.33266 | 0.33266 | 0.33267 | 0.17708 | 0.16067 | 0.16068 | 0.15206 | 0.14965 | 0.14171 | 0.14067 | 0.11893
| SPS1 | CH | Space and water heat boiler capacity in Residential sector¦Water heating¦Hydrogen | GWth/yr. | 0 | 0 | 0 | 0 | 0 | 0 | 0 | 0 | 0 | 0 | 0 | 0
| SPS1 | CH | Space and water heat boiler capacity in Residential sector¦Water heating¦Hydrogen¦Hydrogen boiler | GWth/yr. | 0 | 0 | 0 | 0 | 0 | 0 | 0 | 0 | 0 | 0 | 0 | 0
| SPS1 | CH | Process and space heating capacity in industry sectors | GWth/yr. | 3.6009 | 3.7804 | 3.7548 | 3.8286 | 3.47 | 3.5299 | 3.6061 | 3.5784 | 3.2935 | 3.4921 | 3.3053 | 3.1984
| SPS1 | CH | Process and space heating capacity in industry sectors¦Electricity | GWth/yr. | 0.61671 | 0.84612 | 0.96315 | 1.1417 | 1.3295 | 1.4634 | 1.5257 | 1.5085 | 1.4601 | 1.5668 | 1.5682 | 1.5593
| SPS1 | CH | Process and space heating capacity in industry sectors¦Electricity¦Electric boiler | GWth/yr. | 0.55645 | 0.76973 | 0.77034 | 0.82613 | 0.88339 | 0.97575 | 1.0379 | 1.0214 | 0.97295 | 0.98094 | 0.98306 | 0.97512
| SPS1 | CH | Process and space heating capacity in industry sectors¦Electricity¦Heat pump electric | GWth/yr. | 0.060263 | 0.076392 | 0.19281 | 0.31556 | 0.44609 | 0.48769 | 0.48779 | 0.48702 | 0.48713 | 0.58586 | 0.58512 | 0.58414
| SPS1 | CH | Process and space heating capacity in industry sectors¦Oil | GWth/yr. | 0.47786 | 0.48722 | 0.3861 | 0.38571 | 0.26539 | 0.16563 | 0.14796 | 0.02035 | 0.018826 | 0.018542 | 0.018488 | 0.019047
| SPS1 | CH | Process and space heating capacity in industry sectors¦Oil¦Light fuel boiler | GWth/yr. | 0.37634 | 0.38577 | 0.38576 | 0.38561 | 0.26524 | 0.16549 | 0.1478 | 0.02035 | 0.018826 | 0.018542 | 0.018488 | 0.019047
| SPS1 | CH | Process and space heating capacity in industry sectors¦Oil¦Heavy fuel boiler | GWth/yr. | 0.10152 | 0.10144 | 0.00033926 | 9.9154e-05 | 0.00014796 | 0.00013995 | 0.00015629 | 1.9798e-08 | 1.4968e-08 | 1.0913e-08 | 1.0551e-08 | 1.1391e-08
| SPS1 | CH | Process and space heating capacity in industry sectors¦Gas | GWth/yr. | 1.5566 | 1.557 | 1.5601 | 1.5661 | 1.2397 | 1.2131 | 1.2131 | 1.2267 | 0.98229 | 1.0503 | 0.96059 | 0.84713
| SPS1 | CH | Process and space heating capacity in industry sectors¦Gas¦Gas boiler | GWth/yr. | 1.5566 | 1.5566 | 1.5566 | 1.5562 | 1.2277 | 1.2 | 1.1998 | 1.2131 | 0.96926 | 0.9128 | 0.82314 | 0.70913
| SPS1 | CH | Process and space heating capacity in industry sectors¦Gas¦Heat pump gas | GWth/yr. | 0 | 0.00041214 | 0.0035329 | 0.0098112 | 0.011932 | 0.013096 | 0.013261 | 0.01363 | 0.01303 | 0.13753 | 0.13745 | 0.138
| SPS1 | CH | Process and space heating capacity in industry sectors¦Gas¦Biogas boiler | GWth/yr. | 0.017014 | 0.03059 | 0.041424 | 0.091856 | 0.17033 | 0.32933 | 0.2867 | 0.3553 | 0.33971 | 0.34593 | 0.36588 | 0.39239
| SPS1 | CH | Process and space heating capacity in industry sectors¦Coal | GWth/yr. | 0.26172 | 0.18488 | 0.15366 | 0.00013822 | 0.00014732 | 0.00013828 | 0.00017068 | 0.00037766 | 0.00029168 | 0.00047041 | 0.00030517 | 0.00049173
| SPS1 | CH | Process and space heating capacity in industry sectors¦Coal¦Coal boiler | GWth/yr. | 0.26172 | 0.18488 | 0.15366 | 0.00013822 | 0.00014732 | 0.00013828 | 0.00017068 | 0.00037766 | 0.00029168 | 0.00047041 | 0.00030517 | 0.00049173
| SPS1 | CH | Process and space heating capacity in industry sectors¦Wood | GWth/yr. | 0.28883 | 0.34182 | 0.34185 | 0.37813 | 0.41591 | 0.45019 | 0.4831 | 0.54975 | 0.58116 | 0.59402 | 0.48533 | 0.49968
| SPS1 | CH | Process and space heating capacity in industry sectors¦Wood¦Wood boiler | GWth/yr. | 0.28883 | 0.34182 | 0.34185 | 0.37813 | 0.41591 | 0.45019 | 0.4831 | 0.54975 | 0.58116 | 0.59402 | 0.48533 | 0.49968
| SPS1 | CH | Process and space heating capacity in industry sectors¦Pellets | GWth/yr. | 0.029861 | 0.035067 | 0.035151 | 0.042125 | 0.04166 | 0.040272 | 0.038652 | 0.040101 | 0.039813 | 0.038802 | 0.040817 | 0.041031
| SPS1 | CH | Process and space heating capacity in industry sectors¦Pellets¦Pellet boiler | GWth/yr. | 0.029861 | 0.035067 | 0.035151 | 0.042125 | 0.04166 | 0.040272 | 0.038652 | 0.040101 | 0.039813 | 0.038802 | 0.040817 | 0.041031
| SPS1 | CH | Process and space heating capacity in industry sectors¦Wastes | GWth/yr. | 0.35955 | 0.31584 | 0.30232 | 0.30225 | 0.1648 | 0.1841 | 0.1844 | 0.2165 | 0.19301 | 0.19724 | 0.20515 | 0.20558
| SPS1 | CH | Process and space heating capacity in industry sectors¦Wastes¦Wastes boiler | GWth/yr. | 0.35955 | 0.31584 | 0.30232 | 0.30225 | 0.1648 | 0.1841 | 0.1844 | 0.2165 | 0.19301 | 0.19724 | 0.20515 | 0.20558
| SPS1 | CH | Process and space heating capacity in industry sectors¦Solar | GWth/yr. | 0.0098215 | 0.012459 | 0.012461 | 0.012462 | 0.012466 | 0.012469 | 0.012474 | 0.012498 | 0.012499 | 0.012532 | 0.012534 | 0.012671
| SPS1 | CH | Process and space heating capacity in industry sectors¦Solar¦Solar thermal | GWth/yr. | 0.0098215 | 0.012459 | 0.012461 | 0.012462 | 0.012466 | 0.012469 | 0.012474 | 0.012498 | 0.012499 | 0.012532 | 0.012534 | 0.012671
| SPS1 | CH | Process and space heating capacity in industry sectors¦Hydrogen | GWth/yr. | 0 | 0 | 0 | 9.0218e-05 | 0.0005077 | 0.00060642 | 0.00060601 | 0.0036638 | 0.0055724 | 0.013367 | 0.013934 | 0.013518
| SPS1 | CH | Process and space heating capacity in industry sectors¦Hydrogen¦Hydrogen boiler | GWth/yr. | 0 | 0 | 0 | 9.0218e-05 | 0.0005077 | 0.00060642 | 0.00060601 | 0.0036638 | 0.0055724 | 0.013367 | 0.013934 | 0.013518
| SPS1 | CH | Space water and process heat boiler capacity in Services sectors | GWth/yr. | 6.1443 | 6.0905 | 6.2065 | 6.2224 | 4.4806 | 4.2093 | 4.1461 | 3.8212 | 3.6309 | 3.523 | 3.4356 | 3.2638
| SPS1 | CH | Space water and process heat boiler capacity in Services sectors¦Electricity | GWth/yr. | 0.61561 | 0.49265 | 0.60446 | 0.60447 | 0.59561 | 0.59851 | 0.61089 | 0.62204 | 0.6635 | 0.70165 | 0.75376 | 0.79455
| SPS1 | CH | Space water and process heat boiler capacity in Services sectors¦Electricity¦Electric boiler | GWth/yr. | 0.18499 | 0.062035 | 0.17384 | 0.17385 | 0.1636 | 0.13462 | 0.11119 | 0.082751 | 0.08388 | 0.078075 | 0.080637 | 0.07903
| SPS1 | CH | Space water and process heat boiler capacity in Services sectors¦Electricity¦Heat pump electric | GWth/yr. | 0.43062 | 0.43062 | 0.43062 | 0.43062 | 0.43201 | 0.46389 | 0.4997 | 0.53929 | 0.57962 | 0.62358 | 0.67312 | 0.71552
| SPS1 | CH | Space water and process heat boiler capacity in Services sectors¦Oil | GWth/yr. | 1.9286 | 1.9286 | 1.9286 | 1.9285 | 1.1021 | 0.91201 | 0.91175 | 0.86476 | 0.60234 | 0.5547 | 0.28811 | 0.1899
| SPS1 | CH | Space water and process heat boiler capacity in Services sectors¦Oil¦Light fuel boiler | GWth/yr. | 1.9286 | 1.9286 | 1.9286 | 1.9285 | 1.1021 | 0.91201 | 0.91175 | 0.86476 | 0.60234 | 0.5547 | 0.28811 | 0.1899
| SPS1 | CH | Space water and process heat boiler capacity in Services sectors¦Gas | GWth/yr. | 2.88 | 2.8781 | 2.8826 | 2.8826 | 2.1941 | 2.1933 | 2.1925 | 1.9761 | 2.015 | 1.9166 | 2.0382 | 1.9341
| SPS1 | CH | Space water and process heat boiler capacity in Services sectors¦Gas¦Gas boiler | GWth/yr. | 2.7747 | 2.7726 | 2.7725 | 2.7725 | 2.0612 | 2.0489 | 2.0489 | 1.8057 | 1.8581 | 1.7625 | 1.7581 | 1.6429
| SPS1 | CH | Space water and process heat boiler capacity in Services sectors¦Gas¦Heat pump gas | GWth/yr. | 1.8134e-06 | 7.3178e-05 | 0.00025565 | 0.00026021 | 0.0010061 | 0.0027551 | 0.0028234 | 0.0020893 | 0.0035805 | 0.0047048 | 0.0037139 | 0.013635
| SPS1 | CH | Space water and process heat boiler capacity in Services sectors¦Gas¦Biogas boiler | GWth/yr. | 0.10535 | 0.10537 | 0.10979 | 0.10981 | 0.13189 | 0.14172 | 0.14077 | 0.16826 | 0.15332 | 0.14943 | 0.27636 | 0.27749
| SPS1 | CH | Space water and process heat boiler capacity in Services sectors¦Wood | GWth/yr. | 0.47844 | 0.5188 | 0.51847 | 0.51845 | 0.28772 | 0.18023 | 0.1187 | 0.037208 | 0.0349 | 0.034217 | 0.033552 | 0.03232
| SPS1 | CH | Space water and process heat boiler capacity in Services sectors¦Wood¦Wood boiler | GWth/yr. | 0.47844 | 0.5188 | 0.51847 | 0.51845 | 0.28772 | 0.18023 | 0.1187 | 0.037208 | 0.0349 | 0.034217 | 0.033552 | 0.03232
| SPS1 | CH | Space water and process heat boiler capacity in Services sectors¦Pellets | GWth/yr. | 0.15051 | 0.17254 | 0.17254 | 0.1884 | 0.20086 | 0.22497 | 0.21213 | 0.21994 | 0.21404 | 0.20671 | 0.20591 | 0.197
| SPS1 | CH | Space water and process heat boiler capacity in Services sectors¦Pellets¦Pellet boiler | GWth/yr. | 0.15051 | 0.17254 | 0.17254 | 0.1884 | 0.20086 | 0.22497 | 0.21213 | 0.21994 | 0.21404 | 0.20671 | 0.20591 | 0.197
| SPS1 | CH | Space water and process heat boiler capacity in Services sectors¦Solar | GWth/yr. | 0.091088 | 0.099857 | 0.099861 | 0.099869 | 0.099871 | 0.099873 | 0.099878 | 0.099888 | 0.099894 | 0.099906 | 0.099931 | 0.099975
| SPS1 | CH | Space water and process heat boiler capacity in Services sectors¦Solar¦Solar thermal | GWth/yr. | 0.091088 | 0.099857 | 0.099861 | 0.099869 | 0.099871 | 0.099873 | 0.099878 | 0.099888 | 0.099894 | 0.099906 | 0.099931 | 0.099975
| SPS1 | CH | Space water and process heat boiler capacity in Services sectors¦Hydrogen | GWth/yr. | 0 | 0 | 0 | 0.00012236 | 0.00028984 | 0.00037671 | 0.00029227 | 0.0012525 | 0.0011713 | 0.0091796 | 0.016099 | 0.015969
| SPS1 | CH | Space water and process heat boiler capacity in Services sectors¦Hydrogen¦Hydrogen boiler | GWth/yr. | 0 | 0 | 0 | 0.00012236 | 0.00028984 | 0.00037671 | 0.00029227 | 0.0012525 | 0.0011713 | 0.0091796 | 0.016099 | 0.015969
| SPS1 | CH | Cars stock | Million | 4.6637 | 4.7732 | 5.0376 | 5.5764 | 5.7442 | 5.9122 | 6.0165 | 6.1213 | 6.4175 | 6.5522 | 6.6876 | 6.855
| SPS1 | CH | Cars stock¦Electricity¦Existing battery electric cars | Million | 0.04204 | 0.036427 | 0.028019 | 0.014012 | 0 | 0 | 0 | 0 | 0 | 0 | 0 | 0
| SPS1 | CH | Cars stock¦Electricity¦New battery electric cars (<60kW) | Million | 0.0015598 | 0.0040494 | 0.0042754 | 0.0038985 | 0.0018395 | 0.047375 | 0.13107 | 0.26994 | 0.28644 | 0.28077 | 0.28791 | 0.2607
| SPS1 | CH | Cars stock¦Electricity¦New battery electric cars (60-100 kW) | Million | 0.0073661 | 0.011535 | 0.21393 | 0.75966 | 1.7449 | 1.8445 | 1.8624 | 1.8984 | 1.8934 | 1.8733 | 1.8086 | 1.7944
| SPS1 | CH | Cars stock¦Electricity¦New battery electric cars (100-140 kW) | Million | 0.0042899 | 0.0087935 | 0.01003 | 0.17745 | 0.51793 | 0.73265 | 0.76583 | 0.74616 | 0.88984 | 1.0644 | 1.4052 | 1.5019
| SPS1 | CH | Cars stock¦Electricity¦New battery electric cars (>140 kW) | Million | 0.015353 | 0.098143 | 0.16489 | 0.31022 | 0.33161 | 0.20478 | 0.21612 | 0.2264 | 0.33925 | 0.35235 | 0.263 | 0.3939
| SPS1 | CH | Cars stock¦Electricity¦New plug-in hybrid gasoline (<60 kW) | Million | 2.5998e-05 | 9.4389e-05 | 0.00015634 | 0.00017586 | 0.0001643 | 0.00017045 | 0.000246 | 0.00022832 | 0.00046824 | 0.00092897 | 0.0013831 | 0.0021351
| SPS1 | CH | Cars stock¦Electricity¦New plug-in hybrid gasoline (60-100 kW) | Million | 0.0048862 | 0.0075072 | 0.0073872 | 0.0061149 | 0.00128 | 0.00039106 | 0.00051968 | 0.00042022 | 0.00081528 | 0.014712 | 0.033978 | 0.040971
| SPS1 | CH | Cars stock¦Electricity¦New plug-in hybrid gasoline (100-140 kW) | Million | 0.0040689 | 0.011098 | 0.03943 | 0.049372 | 0.063124 | 0.038137 | 0.036105 | 0.014871 | 0.047705 | 0.043356 | 0.033235 | 0.0093847
| SPS1 | CH | Cars stock¦Electricity¦New plug-in hybrid gasoline (>140 kW) | Million | 0.0072629 | 0.012596 | 0.012285 | 0.010005 | 0.0024952 | 0.00088999 | 0.0016812 | 0.0012813 | 0.031843 | 0.031342 | 0.021514 | 0.1129
| SPS1 | CH | Cars stock¦Electricity¦New plug-in hybrid diesel (<60 kW) | Million | 1.52e-06 | 8.3837e-05 | 0.00015614 | 0.00020232 | 0.00027379 | 0.00048849 | 0.00054828 | 0.0010102 | 0.00076559 | 0.00023812 | 0.00010351 | 6.8806e-05
| SPS1 | CH | Cars stock¦Electricity¦New plug-in hybrid diesel (60-100 kW) | Million | 2.5773e-07 | 5.601e-05 | 0.00029317 | 0.00044548 | 0.0013634 | 0.0019576 | 0.0019356 | 0.0021989 | 0.0014743 | 0.0008402 | 0.00019381 | 8.3115e-05
| SPS1 | CH | Cars stock¦Electricity¦New plug-in hybrid diesel (100-140 kW) | Million | 4.0699e-06 | 0.031737 | 0.10984 | 0.39003 | 0.61893 | 0.43519 | 0.31604 | 0.30849 | 0.24725 | 0.13112 | 0.017787 | 7.548e-05
| SPS1 | CH | Cars stock¦Electricity¦New plug-in hybrid diesel (>140 kW) | Million | 0.00025915 | 0.00092269 | 0.0011651 | 0.0012663 | 0.14507 | 0.36374 | 0.44203 | 0.40986 | 0.43622 | 0.56191 | 0.71908 | 0.7026
| SPS1 | CH | Cars stock¦Hydrogen¦New fuel cell cars (<60 kW) | Million | 0 | 4.4458e-06 | 6.2491e-06 | 8.8971e-08 | 1.5809e-07 | 1.8359e-07 | 1.7718e-07 | 1.6336e-07 | 1.7128e-07 | 1.6641e-07 | 1.5063e-07 | 2.681e-07
| SPS1 | CH | Cars stock¦Hydrogen¦New fuel cell cars (60-100 kW) | Million | 6.3333e-06 | 8.7669e-06 | 9.8079e-06 | 2.8906e-07 | 2.9008e-07 | 2.9449e-07 | 2.9428e-07 | 2.9706e-07 | 3.0494e-07 | 3.0678e-07 | 3.0849e-07 | 4.466e-07
| SPS1 | CH | Cars stock¦Hydrogen¦New fuel cell cars (100-140 kW) | Million | 5.3667e-05 | 0.0001101 | 0.00010562 | 4.6384e-07 | 3.5397e-07 | 3.3212e-07 | 3.3451e-07 | 3.3826e-07 | 3.4873e-07 | 3.3492e-07 | 3.3889e-07 | 4.8476e-07
| SPS1 | CH | Cars stock¦Hydrogen¦New fuel cell cars (>140 kW) | Million | 0 | 2.6678e-06 | 3.6157e-06 | 2.163e-07 | 2.6679e-07 | 2.7881e-07 | 2.7785e-07 | 2.8007e-07 | 2.8826e-07 | 2.8084e-07 | 2.7888e-07 | 4.1934e-07
| SPS1 | CH | Cars stock¦Motor Gasoline¦Total¦Conventional gasoline hybrid existing | Million | 0.06579 | 0.057063 | 0.043895 | 0.021947 | 0 | 0 | 0 | 0 | 0 | 0 | 0 | 0
| SPS1 | CH | Cars stock¦Motor Gasoline¦Total¦New conventional gasoline hybrid (<60 kW) | Million | 0.0056691 | 0.0067295 | 0.024581 | 0.022107 | 0.050746 | 0.072659 | 0.054835 | 0.022387 | 0.0041462 | 0.022768 | 0.078489 | 0.10471
| SPS1 | CH | Cars stock¦Motor Gasoline¦Total¦New conventional gasoline hybrid (60-100 kW) | Million | 0.017227 | 0.029655 | 0.035037 | 0.028782 | 0.093434 | 0.077125 | 0.054541 | 0.00075641 | 0.00054408 | 0.0008099 | 0.0016129 | 0.0016724
| SPS1 | CH | Cars stock¦Motor Gasoline¦Total¦New conventional gasoline hybrid (100-140 kW) | Million | 0.014249 | 0.1918 | 0.1814 | 0.14621 | 0.0473 | 0.00032132 | 0.00031104 | 0.00036872 | 0.00038594 | 0.000483 | 0.00061941 | 0.00065218
| SPS1 | CH | Cars stock¦Motor Gasoline¦Total¦New conventional gasoline hybrid (>140 kW) | Million | 0.0083206 | 0.014252 | 0.052331 | 0.1546 | 0.16021 | 0.20158 | 0.242 | 0.32818 | 0.34661 | 0.32763 | 0.27097 | 0.24466
| SPS1 | CH | Cars stock¦Motor Gasoline¦Total¦Conventional gasoline ICE existing | Million | 2.4846 | 2.156 | 1.6629 | 0.83144 | 0 | 0 | 0 | 0 | 0 | 0 | 0 | 0
| SPS1 | CH | Cars stock¦Motor Gasoline¦Total¦New conventional gasoline ICE (<60 kW) | Million | 0.036543 | 0.039804 | 0.039483 | 0.030409 | 0.0017013 | 0.00031534 | 0.00021176 | 0.00014406 | 8.4537e-05 | 8.8878e-05 | 0.000106 | 0.0001384
| SPS1 | CH | Cars stock¦Motor Gasoline¦Total¦New conventional gasoline ICE (60-100 kW) | Million | 0.21743 | 0.24341 | 0.24129 | 0.19107 | 0.011567 | 0.0007118 | 0.00036979 | 0.00019812 | 0.00011503 | 0.00012396 | 0.00014925 | 0.00018923
| SPS1 | CH | Cars stock¦Motor Gasoline¦Total¦New conventional gasoline ICE (100-140 kW) | Million | 0.18201 | 0.20373 | 0.26331 | 0.21931 | 0.080853 | 0.036433 | 0.021266 | 0.0011593 | 0.00029041 | 0.00020155 | 0.00025773 | 0.000302
| SPS1 | CH | Cars stock¦Motor Gasoline¦Total¦New conventional gasoline ICE (>140 kW) | Million | 0.15708 | 0.17932 | 0.45341 | 0.86699 | 1.1339 | 1.1964 | 1.2129 | 1.2344 | 1.2382 | 1.2388 | 1.2263 | 1.1664
| SPS1 | CH | Cars stock¦Motor Gasoline¦Total¦New mild hybrid gasoline (<60 kW) | Million | 0 | 4.4707e-05 | 0.017903 | 0.016719 | 0.01208 | 0.0024134 | 0.00015788 | 0.00012841 | 0.00010395 | 0.00015528 | 0.00035717 | 0.00048372
| SPS1 | CH | Cars stock¦Motor Gasoline¦Total¦New mild hybrid gasoline (60-100 kW) | Million | 0 | 2.1788e-05 | 0.00029477 | 0.00042852 | 0.00039276 | 0.00024843 | 0.00015317 | 0.00013405 | 0.00011894 | 0.00016331 | 0.00024861 | 0.00028795
| SPS1 | CH | Cars stock¦Motor Gasoline¦Total¦New mild hybrid gasoline (100-140 kW) | Million | 0 | 2.7841e-05 | 0.00016193 | 0.00024079 | 0.00023614 | 0.0001878 | 0.00015789 | 0.00017113 | 0.00017367 | 0.00023509 | 0.00034666 | 0.00037159
| SPS1 | CH | Cars stock¦Motor Gasoline¦Total¦New mild hybrid gasoline (>140 kW) | Million | 0 | 4.2237e-05 | 0.038658 | 0.14313 | 0.15803 | 0.20114 | 0.2413 | 0.25195 | 0.25472 | 0.25487 | 0.24704 | 0.24374
| SPS1 | CH | Cars stock¦Motor Diesel¦Total¦Conventional diesel hybrid existing | Million | 0 | 0 | 0 | 0 | 0 | 0 | 0 | 0 | 0 | 0 | 0 | 0
| SPS1 | CH | Cars stock¦Motor Diesel¦Total¦New conventional diesel hybrid (<60 kW) | Million | 1.6e-06 | 0.028362 | 0.10193 | 0.22522 | 0.29767 | 0.23407 | 0.17499 | 0.075133 | 0.078386 | 0.064611 | 0.00045914 | 0.00047307
| SPS1 | CH | Cars stock¦Motor Diesel¦Total¦New conventional diesel hybrid (60-100 kW) | Million | 0.00025986 | 0.11973 | 0.14974 | 0.12335 | 0.055672 | 0.0054921 | 0.0020213 | 0.0012969 | 0.00095849 | 0.0011766 | 0.041368 | 0.04753
| SPS1 | CH | Cars stock¦Motor Diesel¦Total¦New conventional diesel hybrid (100-140 kW) | Million | 0.0018565 | 0.0038988 | 0.0038579 | 0.0032721 | 0.0039372 | 0.045764 | 0.091417 | 0.10334 | 0.1077 | 0.10848 | 0.10583 | 0.10896
| SPS1 | CH | Cars stock¦Motor Diesel¦Total¦New conventional diesel hybrid (>140 kW) | Million | 0.003773 | 0.0089974 | 0.008665 | 0.0073252 | 0.0018827 | 0.00057278 | 0.017466 | 0.10613 | 0.098852 | 0.066611 | 0.01457 | 0.0052638
| SPS1 | CH | Cars stock¦Motor Diesel¦Total¦Conventional diesel ICE existing | Million | 1.0566 | 0.91828 | 0.70637 | 0.35318 | 0 | 0 | 0 | 0 | 0 | 0 | 0 | 0
| SPS1 | CH | Cars stock¦Motor Diesel¦Total¦New conventional diesel ICE (<60 kW) | Million | 0.00044478 | 0.00052985 | 0.00060436 | 0.0005468 | 0.00033345 | 0.0051133 | 0.0042574 | 0.00306 | 0.0004464 | 5.9388e-05 | 3.6956e-05 | 3.5787e-05
| SPS1 | CH | Cars stock¦Motor Diesel¦Total¦New conventional diesel ICE (60-100 kW) | Million | 0.06457 | 0.06854 | 0.067999 | 0.051623 | 0.0019561 | 0.00021475 | 0.00017447 | 0.00015304 | 9.7207e-05 | 6.7883e-05 | 4.3933e-05 | 4.2686e-05
| SPS1 | CH | Cars stock¦Motor Diesel¦Total¦New conventional diesel ICE (100-140 kW) | Million | 0.18324 | 0.19504 | 0.19306 | 0.15005 | 0.0057533 | 0.00015995 | 0.00014601 | 0.00017284 | 0.00013028 | 9.3265e-05 | 5.4113e-05 | 4.8859e-05
| SPS1 | CH | Cars stock¦Motor Diesel¦Total¦New conventional diesel ICE (>140 kW) | Million | 0.071263 | 0.079353 | 0.078242 | 0.061111 | 0.0034519 | 0.00013497 | 0.00013643 | 0.00017488 | 0.00013123 | 9.2438e-05 | 4.9752e-05 | 4.557e-05
| SPS1 | CH | Cars stock¦Motor Diesel¦Total¦New mild hybrid diesel (<60 kW) | Million | 0 | 4.9192e-05 | 0.075092 | 0.2036 | 0.18987 | 0.11395 | 0.030628 | 0.008228 | 0.0011902 | 0.00019971 | 0.00022678 | 0.00023604
| SPS1 | CH | Cars stock¦Motor Diesel¦Total¦New mild hybrid diesel (60-100 kW) | Million | 0 | 2.2186e-05 | 0.00019617 | 0.0004275 | 0.0009716 | 0.0010172 | 0.00079135 | 0.00040272 | 0.00028248 | 0.00037006 | 0.00053886 | 0.0007128
| SPS1 | CH | Cars stock¦Motor Diesel¦Total¦New mild hybrid diesel (100-140 kW) | Million | 0 | 2.7944e-05 | 0.00013105 | 0.00028487 | 0.0031871 | 0.045654 | 0.091274 | 0.10314 | 0.10748 | 0.1082 | 0.10547 | 0.10838
| SPS1 | CH | Cars stock¦Motor Diesel¦Total¦New mild hybrid diesel (>140 kW) | Million | 0 | 1.8996e-05 | 5.6006e-05 | 8.6696e-05 | 0.00014851 | 0.00030565 | 0.00045638 | 0.00076133 | 0.00085024 | 0.00072246 | 0.00047191 | 0.00049265
| SPS1 | CH | Cars stock¦Gas¦Conventional gas ICE existing | Million | 0 | 0 | 0 | 0 | 0 | 0 | 0 | 0 | 0 | 0 | 0 | 0
| SPS1 | CH | Cars stock¦Gas¦New conventionalgas ICE (<60 kW) | Million | 0.00025507 | 0.00021296 | 0.00021515 | 1.4505e-05 | 8.7066e-06 | 6.4966e-06 | 6.087e-06 | 6.3126e-06 | 6.3444e-06 | 6.5324e-06 | 6.7193e-06 | 6.821e-06
| SPS1 | CH | Cars stock¦Gas¦New conventional gas ICE (60-100 kW) | Million | 0.0025031 | 0.0023414 | 0.002313 | 9.1597e-06 | 8.5248e-06 | 8.1914e-06 | 7.8836e-06 | 7.7896e-06 | 7.7435e-06 | 7.8283e-06 | 7.9533e-06 | 8.0766e-06
| SPS1 | CH | Cars stock¦Gas¦New conventional gas ICE (100-140 kW) | Million | 0.00015107 | 0.00016201 | 0.00016372 | 2.0162e-05 | 1.0939e-05 | 9.6317e-06 | 9.0748e-06 | 8.972e-06 | 8.9918e-06 | 8.9406e-06 | 8.8912e-06 | 8.8086e-06
| SPS1 | CH | Cars stock¦Gas¦New conventional gas ICE (>140 kW) | Million | 0.0026074 | 0.002537 | 0.0023645 | 6.0366e-06 | 9.7098e-06 | 9.9545e-06 | 9.5149e-06 | 9.37e-06 | 9.3274e-06 | 9.0847e-06 | 8.7954e-06 | 8.6254e-06
| SPS1 | CH | Urban buses stock | Thousand | 5.7087 | 5.6852 | 5.8471 | 6.6001 | 6.8452 | 7.0942 | 7.365 | 7.6508 | 7.8934 | 8.1686 | 8.5032 | 8.8864
| SPS1 | CH | Urban buses stock¦Electricity¦Existing electric urban buses | Thousand | 0.037097 | 0.030232 | 0.018895 | 0 | 0 | 0 | 0 | 0 | 0 | 0 | 0 | 0
| SPS1 | CH | Urban buses stock¦Electricity¦New electric urban buses (Mini) | Thousand | 3.0239e-05 | 0.0081321 | 0.018831 | 2.5629 | 2.6277 | 2.6956 | 2.8061 | 2.9154 | 2.9959 | 2.4778 | 1.4289 | 1.1322
| SPS1 | CH | Urban buses stock¦Electricity¦New electric urban buses (Midi) | Thousand | 0.0064236 | 0.010805 | 0.018344 | 0.74979 | 0.78193 | 0.81401 | 0.83998 | 0.86432 | 0.88236 | 0.89872 | 0.91809 | 0.91512
| SPS1 | CH | Urban buses stock¦Electricity¦New electric urban buses (Maxi) | Thousand | 0.01706 | 0.015506 | 0.018081 | 1.9822 | 1.8993 | 1.7971 | 1.6607 | 1.5269 | 1.4294 | 1.9313 | 2.963 | 3.2642
| SPS1 | CH | Urban buses stock¦Electricity¦New electric urban buses (Mega) | Thousand | 0.00042335 | 0.00075191 | 0.0010633 | 0.00056724 | 0.00074844 | 0.0009172 | 0.0010138 | 0.001564 | 0.0012822 | 0.001542 | 0.0017794 | 0.0027584
| SPS1 | CH | Urban buses stock¦Hydrogen¦New fuel cell urban buses (Mini) | Thousand | 0 | 0 | 0 | 1.0454e-05 | 1.0454e-05 | 2.1954e-06 | 0 | 0 | 0 | 0 | 0 | 0
| SPS1 | CH | Urban buses stock¦Hydrogen¦New fuel cell urban buses (Midi) | Thousand | 0 | 0 | 0 | 0 | 0 | 0 | 0 | 0 | 0 | 0 | 0 | 0
| SPS1 | CH | Urban buses stock¦Hydrogen¦New fuel cell urban buses (Maxi) | Thousand | 0 | 0 | 0 | 1.1822e-05 | 8.9748e-06 | 0 | 0 | 0 | 0 | 0 | 0 | 0
| SPS1 | CH | Urban buses stock¦Hydrogen¦New fuel cell urban buses (Mega) | Thousand | 0 | 0 | 0 | 0 | 0 | 0 | 0 | 0 | 0 | 0 | 0 | 0
| SPS1 | CH | Urban buses stock¦Motor Diesel¦Total¦New conventional hybrid diesel urban buses (Mini) | Thousand | 0 | 0.014058 | 0.016124 | 0.0015475 | 0.0046253 | 0.0067639 | 0.013332 | 0.034784 | 0.066445 | 0.72012 | 1.9528 | 2.4522
| SPS1 | CH | Urban buses stock¦Motor Diesel¦Total¦New conventional hybrid diesel urban buses (Midi) | Thousand | 0 | 0.0013795 | 0.0023096 | 0.001935 | 0.0032614 | 0.0044122 | 0.0073496 | 0.012582 | 0.018274 | 0.02917 | 0.03698 | 0.075938
| SPS1 | CH | Urban buses stock¦Motor Diesel¦Total¦New conventional hybrid diesel urban buses (Maxi) | Thousand | 0 | 0.06435 | 0.90339 | 1.3009 | 1.5275 | 1.7752 | 2.0363 | 2.295 | 2.4994 | 2.1096 | 1.2012 | 1.0433
| SPS1 | CH | Urban buses stock¦Motor Diesel¦Total¦New conventional hybrid diesel urban buses (Mega) | Thousand | 0 | 4.4351e-05 | 8.8106e-05 | 7.8673e-05 | 0.00011742 | 0.00019135 | 0.00019603 | 0.00028666 | 0.00029978 | 0.00030791 | 0.00048877 | 0.00071699
| SPS1 | CH | Urban buses stock¦Motor Diesel¦Total¦Existing ICE diesel urban buses | Thousand | 4.5678 | 3.6543 | 2.2836 | 0 | 0 | 0 | 0 | 0 | 0 | 0 | 0 | 0
| SPS1 | CH | Urban buses stock¦Motor Diesel¦Total¦New conventional ICE diesel urban buses (Mini) | Thousand | 0.00070464 | 0.63384 | 1.1523 | 0.00010985 | 9.6446e-06 | -7.4629e-07 | 5.9349e-07 | 0 | 0 | 0 | 0 | 0
| SPS1 | CH | Urban buses stock¦Motor Diesel¦Total¦New conventional ICE diesel urban buses (Midi) | Thousand | 0.18459 | 0.22744 | 0.38419 | 0 | 0 | 0 | 0 | 0 | 0 | 0 | 0 | 0
| SPS1 | CH | Urban buses stock¦Motor Diesel¦Total¦New conventional ICE diesel urban buses (Maxi) | Thousand | 0.8068 | 0.95629 | 0.9569 | 0 | 1.4302e-05 | 2.7152e-05 | 2.6231e-05 | 2.6606e-05 | 2.7476e-05 | 8.923e-06 | 0 | 0
| SPS1 | CH | Urban buses stock¦Motor Diesel¦Total¦New conventional ICE diesel urban buses (Mega) | Thousand | 0.0041865 | 0.00045567 | 0.00043062 | 0 | 0 | 0 | 0 | 0 | 0 | 0 | 0 | 0
| SPS1 | CH | Urban buses stock¦Motor Gas¦Total¦Existing ICE Gas urban buses | Thousand | 0.083563 | 0.06686 | 0.041788 | 0 | 0 | 0 | 0 | 0 | 0 | 0 | 0 | 0
| SPS1 | CH | Urban buses stock¦Motor Gas¦Total¦New conventional ICE gas urban buses (Mini) | Thousand | 0 | 0.00039347 | 0.0039503 | 9.0057e-06 | 1.8918e-05 | 2.6014e-05 | 1.8873e-05 | 3.8198e-06 | 0 | 0 | 0 | 0
| SPS1 | CH | Urban buses stock¦Motor Gas¦Total¦New conventional ICE gas urban buses (Midi) | Thousand | 0 | 0.000208 | 0.026125 | 1.1528e-05 | 1.7815e-05 | 2.4028e-05 | 1.7541e-05 | 3.6057e-06 | 0 | 0 | 0 | 0
| SPS1 | CH | Urban buses stock¦Motor Gas¦Total¦New conventional ICE gas urban buses (Maxi) | Thousand | 0 | 0.00011993 | 0.00058958 | 3.9952e-05 | 2.4997e-05 | 2.6754e-05 | 2.2786e-05 | 1.0003e-05 | 1.1939e-05 | 1.801e-05 | 2.0547e-05 | 1.0434e-05
| SPS1 | CH | Urban buses stock¦Motor Gas¦Total¦New conventional ICE gas urban buses (Mega) | Thousand | 0 | 1.5828e-05 | 5.589e-05 | 1.0144e-06 | 0 | 0 | 0 | 0 | 0 | 0 | 0 | 0
| SPS1 | CH | Coaches stock | Thousand | 2.8516 | 2.9614 | 2.8892 | 2.9275 | 2.9275 | 2.9286 | 2.9415 | 2.9693 | 3.0729 | 3.1798 | 3.2678 | 3.3514
| SPS1 | CH | Coaches stock¦Electricity¦Existing electric Coaches | Thousand | 0 | 0 | 0 | 0 | 0 | 0 | 0 | 0 | 0 | 0 | 0 | 0
| SPS1 | CH | Coaches stock¦Electricity¦New electric Coaches (Mini) | Thousand | 0.0029671 | 0.0043936 | 0.0077103 | 1.4068 | 1.3764 | 1.3687 | 1.3512 | 1.317 | 1.318 | 1.3044 | 1.3374 | 1.2565
| SPS1 | CH | Coaches stock¦Electricity¦New electric Coaches (Midi) | Thousand | 0.0044715 | 0.004044 | 0.006565 | 0.6014 | 0.62648 | 0.62654 | 0.63875 | 0.66435 | 0.65806 | 0.65324 | 0.59143 | 0.58192
| SPS1 | CH | Coaches stock¦Electricity¦New electric Coaches (Maxi) | Thousand | 0.0013879 | 0.0020993 | 0.0028104 | 0.0041341 | 0.0093507 | 0.015436 | 0.021814 | 0.031514 | 0.037416 | 0.056001 | 0.084937 | 0.17552
| SPS1 | CH | Coaches stock¦Electricity¦New electric Coaches (Mega) | Thousand | 0 | 0.00026365 | 0.00051891 | 0.00042535 | 0.00059017 | 0.00083826 | 0.00090371 | 0.00129 | 0.0011654 | 0.0012715 | 0.0016801 | 0.0023125
| SPS1 | CH | Coaches stock¦Hydrogen¦New fuel cell Coaches (Mini) | Thousand | 0 | 0 | 0 | 1.1892e-05 | 1.1892e-05 | 2.4973e-06 | 0 | 0 | 0 | 0 | 0 | 0
| SPS1 | CH | Coaches stock¦Hydrogen¦New fuel cell Coaches (Midi) | Thousand | 0 | 0 | 0 | 1.2596e-05 | 1.2596e-05 | 2.6452e-06 | 0 | 0 | 0 | 0 | 0 | 0
| SPS1 | CH | Coaches stock¦Hydrogen¦New fuel cell Coaches (Maxi) | Thousand | 0 | 0 | 0 | 0 | 0 | 0 | 0 | 0 | 0 | 0 | 0 | 0
| SPS1 | CH | Coaches stock¦Hydrogen¦New fuel cell Coaches (Mega) | Thousand | 0 | 0 | 0 | 0 | 0 | 0 | 0 | 0 | 0 | 0 | 0 | 0
| SPS1 | CH | Coaches stock¦Motor Diesel¦Total¦New conventional hybrid diesel Coaches (Mini) | Thousand | 0 | 0.0066835 | 0.0089315 | 0.0054783 | 0.033009 | 0.040703 | 0.066355 | 0.12268 | 0.17822 | 0.25077 | 0.26089 | 0.3794
| SPS1 | CH | Coaches stock¦Motor Diesel¦Total¦New conventional hybrid diesel Coaches (Midi) | Thousand | 0 | 0.0014442 | 0.11106 | 0.6464 | 0.62351 | 0.6241 | 0.61558 | 0.59444 | 0.6395 | 0.68378 | 0.782 | 0.82866
| SPS1 | CH | Coaches stock¦Motor Diesel¦Total¦New conventional hybrid diesel Coaches (Maxi) | Thousand | 0 | 0.00056298 | 0.0084858 | 0.26275 | 0.25805 | 0.25209 | 0.24667 | 0.23781 | 0.24034 | 0.23005 | 0.209 | 0.12646
| SPS1 | CH | Coaches stock¦Motor Diesel¦Total¦New conventional hybrid diesel Coaches (Mega) | Thousand | 0 | 4.4672e-05 | 8.7453e-05 | 8.1177e-05 | 0.00010314 | 0.00017003 | 0.00017846 | 0.00025787 | 0.00026771 | 0.00027578 | 0.0004364 | 0.0006378
| SPS1 | CH | Coaches stock¦Motor Diesel¦Total¦Existing ICE diesel Coaches | Thousand | 1.3033 | 1.0427 | 0.65166 | 0 | 0 | 0 | 0 | 0 | 0 | 0 | 0 | 0
| SPS1 | CH | Coaches stock¦Motor Diesel¦Total¦New conventional ICE diesel Coaches (Mini) | Thousand | 0.30581 | 0.85511 | 1.0505 | 0 | 1.1107e-05 | 2.6278e-08 | 4.2856e-07 | 0 | 0 | 0 | 0 | 0
| SPS1 | CH | Coaches stock¦Motor Diesel¦Total¦New conventional ICE diesel Coaches (Midi) | Thousand | 0.98784 | 0.82803 | 0.82934 | 0 | 0 | 0 | 0 | 0 | 0 | 0 | 0 | 0
| SPS1 | CH | Coaches stock¦Motor Diesel¦Total¦New conventional ICE diesel Coaches (Maxi) | Thousand | 0.2031 | 0.19107 | 0.1914 | 0 | 0 | 0 | 0 | 0 | 0 | 0 | 0 | 0
| SPS1 | CH | Coaches stock¦Motor Diesel¦Total¦New conventional ICE diesel Coaches (Mega) | Thousand | 0.013035 | 0.00042651 | 0.00044323 | 0 | 0 | 0 | 0 | 0 | 0 | 0 | 0 | 0
| SPS1 | CH | Coaches stock¦Motor Gas¦Total¦Existing ICE Gas Coaches | Thousand | 0.029721 | 0.023778 | 0.014861 | 0 | 0 | 0 | 0 | 0 | 0 | 0 | 0 | 0
| SPS1 | CH | Coaches stock¦Motor Gas¦Total¦New conventional ICE gas Coaches (Mini) | Thousand | 0 | 0.00044816 | 0.0031214 | 3.0794e-06 | 1.3054e-05 | 1.0789e-05 | 5.5941e-06 | 0 | 0 | 0 | 0 | 0
| SPS1 | CH | Coaches stock¦Motor Gas¦Total¦New conventional ICE gas Coaches (Midi) | Thousand | 0 | 0.00020002 | 0.0011606 | 7.3907e-06 | 1.3154e-05 | 1.0335e-05 | 5.3591e-06 | 0 | 0 | 0 | 0 | 0
| SPS1 | CH | Coaches stock¦Motor Gas¦Total¦New conventional ICE gas Coaches (Maxi) | Thousand | 0 | 8.8464e-05 | 0.00041705 | 1.1415e-05 | 0 | 0 | 0 | 0 | 0 | 0 | 0 | 0
| SPS1 | CH | Coaches stock¦Motor Gas¦Total¦New conventional ICE gas Coaches (Mega) | Thousand | 0 | 1.6356e-05 | 5.1922e-05 | 0 | 0 | 0 | 0 | 0 | 0 | 0 | 0 | 0
| SPS1 | CH | Light duty vehicles stock | Thousand | 393.0595 | 399.4017 | 407.0792 | 419.8735 | 443.911 | 467.948 | 487.4817 | 507.0237 | 507.0181 | 507.0246 | 507.0233 | 507.0246
| SPS1 | CH | Light duty vehicles stock¦Electricity¦Existing electric light duty vehicles | Thousand | 1.9499 | 1.69 | 1.3 | 0.65 | 0 | 0 | 0 | 0 | 0 | 0 | 0 | 0
| SPS1 | CH | Light duty vehicles stock¦Electricity¦New electric light duty vehicles | Thousand | 1.699 | 3.7955 | 14.1148 | 58.4037 | 195.4891 | 345.1137 | 356.6124 | 369.4035 | 369.4568 | 369.4897 | 369.6542 | 369.8285
| SPS1 | CH | Light duty vehicles stock¦Hydrogen¦New fuel cell electric light duty vehicles | Thousand | 0 | 0.0036023 | 0.004916 | 0.00015764 | 0.00012794 | 0.0001129 | 0.00010372 | 0.00011203 | 0.00010359 | 0.00010615 | 0.00011304 | 0.00016477
| SPS1 | CH | Light duty vehicles stock¦Motor Gasoline¦Total¦Existing gasoline light duty vehicles | Thousand | 39.8339 | 39.825 | 30.6347 | 15.3173 | 0 | 0 | 0 | 0 | 0 | 0 | 0 | 0
| SPS1 | CH | Light duty vehicles stock¦Motor Gasoline¦Total¦New gasoline light duty vehicles | Thousand | 12.435 | 14.196 | 26.5792 | 47.6426 | 69.2832 | 41.4858 | 45.652 | 50.2364 | 50.2998 | 50.4028 | 50.4813 | 50.3487
| SPS1 | CH | Light duty vehicles stock¦Motor Diesel¦Total¦Existing ICE diesel light duty vehicles | Thousand | 228.6822 | 198.4605 | 152.6619 | 76.331 | 0 | 0 | 0 | 0 | 0 | 0 | 0 | 0
| SPS1 | CH | Light duty vehicles stock¦Motor Diesel¦Total¦New ICE diesel light duty vehicles | Thousand | 106.1689 | 125.1759 | 125.3058 | 71.1122 | 9.4343 | 9.3275 | 5.1616 | 0.57641 | 0.51286 | 0.40909 | 0.33 | 0.46107
| SPS1 | CH | Light duty vehicles stock¦Motor Diesel¦Total¦New hybrid diesel light duty vehicles | Thousand | 0 | 14.2956 | 54.9333 | 150.4117 | 169.6995 | 72.0165 | 80.0518 | 86.8038 | 86.745 | 86.7193 | 86.5542 | 86.3826
| SPS1 | CH | Light duty vehicles stock¦Motor Gas¦Total¦New ICE Gas light duty vehicles | Thousand | 2.2905 | 1.9596 | 1.5446 | 0.0047722 | 0.0048015 | 0.0042935 | 0.0037759 | 0.0035435 | 0.0035446 | 0.0035513 | 0.0035339 | 0.0035331
| SPS1 | CH | Heavy duty vehicles stock | Thousand | 41.4728 | 43.0074 | 43.4975 | 45.3978 | 47.3778 | 49.3577 | 51.363 | 53.3685 | 55.268 | 57.1941 | 59.231 | 61.5499
| SPS1 | CH | Heavy duty vehicles stock¦Electricity¦Existing electric heavy duty vehicles | Thousand | 0 | 0 | 0 | 0 | 0 | 0 | 0 | 0 | 0 | 0 | 0 | 0
| SPS1 | CH | Heavy duty vehicles stock¦Electricity¦New electric heavy duty vehicles | Thousand | 0.032139 | 0.030977 | 0.033316 | 0.013917 | 0.0070246 | 0.013317 | 0.017117 | 0.030969 | 0.047769 | 0.06275 | 0.11921 | 0.35577
| SPS1 | CH | Heavy duty vehicles stock¦Hydrogen¦New fuel cell electric heavy duty vehicles | Thousand | 0.010949 | 0.004422 | 0.0045405 | 0.00030588 | 0.00030415 | 0.00029943 | 0.00029469 | 0.00029286 | 0.00029029 | 0.00028439 | 0.00028266 | 0.00028036
| SPS1 | CH | Heavy duty vehicles stock¦Motor Gasoline¦Total¦Existing gasoline heavy duty vehicles | Thousand | 0 | 0 | 0 | 0 | 0 | 0 | 0 | 0 | 0 | 0 | 0 | 0
| SPS1 | CH | Heavy duty vehicles stock¦Motor Gasoline¦Total¦New gasoline heavy duty vehicles | Thousand | 0 | 0 | 0 | 0 | 0 | 0 | 0 | 0 | 0 | 0 | 0 | 0
| SPS1 | CH | Heavy duty vehicles stock¦Motor Diesel¦Total¦Existing ICE diesel heavy duty vehicles | Thousand | 29.662 | 19.7746 | 19.7746 | 9.8873 | 0 | 0 | 0 | 0 | 0 | 0 | 0 | 0
| SPS1 | CH | Heavy duty vehicles stock¦Motor Diesel¦Total¦New ICE diesel heavy duty vehicles | Thousand | 11.7084 | 13.7095 | 10.7237 | 0.99601 | 0.014068 | 0.020373 | 0.017326 | 0.020071 | 0.022238 | 0.019108 | 0.027687 | 0.036061
| SPS1 | CH | Heavy duty vehicles stock¦Motor Diesel¦Total¦New hybrid diesel heavy duty vehicles | Thousand | 0 | 9.4784 | 12.952 | 34.4908 | 47.3469 | 49.3143 | 51.3188 | 53.3077 | 55.1883 | 57.1025 | 59.0744 | 61.1483
| SPS1 | CH | Heavy duty vehicles stock¦Motor Gas¦Total¦New ICE Gas heavy duty vehicles | Thousand | 0.059385 | 0.009404 | 0.0094143 | 0.0094334 | 0.0094389 | 0.0094412 | 0.009446 | 0.009453 | 0.0094527 | 0.0094535 | 0.0094528 | 0.0094523
| SPS1 | CH | Domestic hydrogen production capacity | GW-H2/yr. | 0.00034645 | 0.00035581 | 0.00036375 | 0.00061895 | 0.0023206 | 0.0039473 | 0.004054 | 0.017809 | 0.017071 | 0.051625 | 0.068899 | 0.074071
| SPS1 | CH | Domestic hydrogen production capacity¦Electricity | GW-H2/yr. | 0.00034645 | 0.00035581 | 0.00036375 | 0.00061777 | 0.002318 | 0.0039434 | 0.0040479 | 0.017173 | 0.016428 | 0.050687 | 0.067946 | 0.071305
| SPS1 | CH | Domestic hydrogen production capacity¦Electricity¦PEM electrolysis small-medium scale | GW-H2/yr. | 0.00034645 | 0.00035581 | 0.00036375 | 0.00060381 | 0.0022144 | 0.0030222 | 0.0028998 | 0.015436 | 0.014933 | 0.048821 | 0.066134 | 0.067939
| SPS1 | CH | Domestic hydrogen production capacity¦Electricity¦PEM electrolysis large scale | GW-H2/yr. | 0 | 0 | 0 | 1.3963e-05 | 0.00010361 | 0.00024746 | 0.00029958 | 0.00037055 | 0.00032659 | 0.00037855 | 0.00033414 | 0.00058603
| SPS1 | CH | Domestic hydrogen production capacity¦Electricity¦SOEC electrolysis | GW-H2/yr. | 0 | 0 | 0 | 0 | 0 | 0.0006737 | 0.00084847 | 0.0013664 | 0.0011686 | 0.0014871 | 0.001478 | 0.0027798
| SPS1 | CH | Domestic hydrogen production capacity¦Gas | GW-H2/yr. | 0 | 0 | 0 | 1.1789e-06 | 2.6235e-06 | 3.9106e-06 | 6.1301e-06 | 0.0002613 | 0.00026471 | 0.00039283 | 0.00039872 | 0.0008719
| SPS1 | CH | Domestic hydrogen production capacity¦Gas¦SMR-ATR Reforming | GW-H2/yr. | 0 | 0 | 0 | 1.1789e-06 | 2.6235e-06 | 3.9106e-06 | 6.1301e-06 | 0.0002613 | 0.00026471 | 0.00039283 | 0.00039872 | 0.0008719
| SPS1 | CH | Domestic hydrogen production capacity¦Gas¦SMR-ATR Reforming CCS | GW-H2/yr. | 0 | 0 | 0 | 0 | 0 | 0 | 0 | 0 | 0 | 0 | 0 | 0
| SPS1 | CH | Domestic hydrogen production capacity¦Wood | GW-H2/yr. | 0 | 0 | 0 | 0 | 0 | 0 | 0 | 0.00037465 | 0.00037818 | 0.00054546 | 0.00055453 | 0.001894
| SPS1 | CH | Domestic hydrogen production capacity¦Wood¦Gasification | GW-H2/yr. | 0 | 0 | 0 | 0 | 0 | 0 | 0 | 0.00037465 | 0.00037818 | 0.00054546 | 0.00055453 | 0.001894
| SPS1 | CH | Domestic hydrogen production capacity¦Wood¦Gasification CCS | GW-H2/yr. | 0 | 0 | 0 | 0 | 0 | 0 | 0 | 0 | 0 | 0 | 0 | 0
| SPS1 | CH | Other fuel synthesis capacity | GW-output/yr.
| SPS1 | CH | Other fuel synthesis capacity¦Domestic biodiesel production¦Wood¦Fischer Tropsch | GW-output/yr. | 0.033075 | 0.033047 | 0.032693 | 8.1088e-05 | 5.5128e-05 | 6.5443e-05 | 8.2492e-05 | 0.0011851 | 0.014416 | 0.023531 | 0.087219 | 0.10523
| SPS1 | CH | Other fuel synthesis capacity¦Domestic biodiesel production¦Wood¦Fischer Tropsch CCS | GW-output/yr. | 0 | 0 | 0 | 0 | 0 | 0 | 0 | 0 | 0 | 0 | 0 | 0
| SPS1 | CH | Other fuel synthesis capacity¦Domestic ethanol production¦Wood¦Ethanol reactor | GW-output/yr. | 0.0070335 | 7.9053e-05 | 7.8413e-05 | 4.6882e-05 | 4.8903e-05 | 3.6631e-05 | 3.657e-05 | 7.1183e-05 | 6.787e-05 | 0.00011044 | 0.0001 | 0.00020664
| SPS1 | CH | Other fuel synthesis capacity¦Domestic ethanol production¦Wood¦Ethanol reactor with CCS | GW-output/yr. | 0 | 0 | 0 | 0 | 0 | 0 | 0 | 0 | 0 | 0 | 0 | 0
| SPS1 | CH | Other fuel synthesis capacity¦Domestic biogas production¦Manure¦Fermentation | GW-output/yr. | 0.050849 | 0.16213 | 0.1624 | 0.1624 | 0.16241 | 0.16243 | 0.16242 | 0.16244 | 0.16243 | 0.16243 | 0.16243 | 0.16245
| SPS1 | CH | Other fuel synthesis capacity¦Domestic biogas production¦Wastes¦Renewable¦Gasification | GW-output/yr. | 0.21267 | 0.2179 | 0.2179 | 0.21717 | 0.21671 | 0.2106 | 0.20453 | 0.19846 | 0.19845 | 0.19845 | 0.19845 | 0.19842
| SPS1 | CH | Other fuel synthesis capacity¦Domestic biogas production¦Wastes¦Renewable¦Gasification CCS | GW-output/yr. | 0 | 0 | 0 | 0 | 0 | 0 | 0 | 0 | 0 | 0 | 0 | 0
| SPS1 | CH | Other fuel synthesis capacity¦Domestic biogas production¦Wastes¦Renewable¦Hydrothermal gasification | GW-output/yr. | 0 | 0 | 0 | 0 | 0 | 4.5947e-05 | 4.8627e-05 | 5.8486e-05 | 5.343e-05 | 6.9586e-05 | 6.7983e-05 | 0.00012835
| SPS1 | CH | Other fuel synthesis capacity¦Domestic biogas production¦Wastes¦Renewable¦Hydrothermal gasification CCS | GW-output/yr. | 0 | 0 | 0 | 0 | 0 | 0 | 0 | 0 | 0 | 0 | 0 | 0
| SPS1 | CH | Other fuel synthesis capacity¦Domestic biogas production¦Wood¦Gasification | GW-output/yr. | 1.3667e-06 | 3.5256e-05 | 3.7541e-05 | 3.8084e-05 | 6.4545e-05 | 5.9051e-05 | 5.8164e-05 | 9.1462e-05 | 7.3344e-05 | 0.00010777 | 9.3446e-05 | 0.00019503
| SPS1 | CH | Other fuel synthesis capacity¦Domestic biogas production¦Wood¦Gasification CCS | GW-output/yr. | 0 | 0 | 0 | 0 | 0 | 0 | 0 | 0 | 0 | 0 | 0 | 0
| SPS1 | CH | Other fuel synthesis capacity¦Biomethane production from biogas upgrade | GW-output/yr. | 0.042365 | 0.11284 | 0.10955 | 0.10429 | 0.10414 | 0.10408 | 0.10408 | 0.10417 | 0.10417 | 0.10421 | 0.10421 | 0.10442
| SPS1 | CH | Other fuel synthesis capacity¦Domestic wood to pellet production¦Pellets | GW-output/yr. | 0.36382 | 0.41481 | 0.41481 | 0.41558 | 0.43506 | 0.46457 | 0.46387 | 0.47059 | 0.46965 | 0.47017 | 0.46456 | 0.45759
| SPS1 | CH | Other fuel synthesis capacity¦Domestic PtG and PtL production¦PtG¦PtG gas | GW-output/yr. | 0 | 0 | 0 | 1.4595e-06 | 3.2644e-06 | 4.6119e-06 | 5.9617e-06 | 7.1341e-06 | 6.9107e-06 | 5.4937e-06 | 5.0555e-06 | 1.0811e-05
| SPS1 | CH | Other fuel synthesis capacity¦Domestic PtG and PtL production¦PtL¦PtL Diesel | GW-output/yr. | 0 | 0 | 0 | 1.8722e-06 | 4.3041e-06 | 5.7622e-06 | 7.1264e-06 | 8.5639e-06 | 9.0125e-06 | 7.8524e-06 | 7.7853e-06 | 1.4677e-05
| SPS1 | CH | Other fuel synthesis capacity¦Domestic PtG and PtL production¦PtL¦PtL Gasoline | GW-output/yr. | 0 | 0 | 0 | 1.7199e-06 | 3.9344e-06 | 5.2589e-06 | 6.4798e-06 | 7.7391e-06 | 8.1062e-06 | 7.0515e-06 | 7.0007e-06 | 1.3221e-05
| SPS1 | CH | Electricity generation capacity additions | GWe/yr. | 0.005347 | 1.3206 | 4.7625 | 4.6208 | 2.6619 | 2.9282 | 7.3839 | 5.0157 | 4.4067 | 3.9154 | 8.5676 | 5.4534
| SPS1 | CH | Electricity generation capacity additions¦Nuclear Fuel | GWe/yr. | 0 | 1.2327 | 0.82085 | 0 | 0 | 0 | 0 | 0.11445 | 1.2583 | 0.026021 | 0.21946 | 0
| SPS1 | CH | Electricity generation capacity additions¦Nuclear Fuel¦Nuclear power plants | GWe/yr. | 0 | 1.2327 | 0.82085 | 0 | 0 | 0 | 0 | 0.11445 | 1.2583 | 0.026021 | 0.21946 | 0
| SPS1 | CH | Electricity generation capacity additions¦Hydro | GWe/yr. | 0 | 0.0040573 | 0.0090381 | 0.065431 | 0.066477 | 0.12648 | 6.9293e-06 | 0.00012552 | 7.7587e-06 | 0.00051605 | 6.8188e-05 | 0.001154
| SPS1 | CH | Electricity generation capacity additions¦Hydro¦Hydro Large | GWe/yr. | 0 | 0.0030636 | 0.0078087 | 0.065413 | 0.066473 | 0.12636 | 1.0777e-06 | 2.8662e-06 | 2.3366e-06 | 8.1414e-06 | 1.9182e-07 | 1.1231e-07
| SPS1 | CH | Electricity generation capacity additions¦Hydro¦Hydro Run of River | GWe/yr. | 0 | 0.00065095 | 0.0012251 | 1.5527e-05 | 2.1959e-06 | 2.1721e-06 | 4.9461e-06 | 8.7724e-06 | 2.8807e-06 | 1.1781e-05 | 6.7996e-05 | 0.0011538
| SPS1 | CH | Electricity generation capacity additions¦Hydro¦Pump storage | GWe/yr. | 0 | 0.00034272 | 4.3058e-06 | 1.6664e-06 | 1.3301e-06 | 0.0001211 | 9.0555e-07 | 0.00011388 | 2.5414e-06 | 0.00049612 | 0 | 0
| SPS1 | CH | Electricity generation capacity additions¦Oil | GWe/yr. | 0 | 0.005481 | 0.00012342 | 0.045785 | 0.041843 | 0.013739 | 0.020655 | 0.024101 | 0.068586 | 0.036207 | 0.036226 | 0.023374
| SPS1 | CH | Electricity generation capacity additions¦Oil¦Peak devices | GWe/yr. | 0 | 6.8012e-06 | 0.00011205 | 0.026396 | 0.025489 | 0.00057715 | 8.9765e-05 | 0.0001135 | 0.044647 | 0.016452 | 0.0074845 | 0.0036154
| SPS1 | CH | Electricity generation capacity additions¦Oil¦CHP Oil (for District Heating) | GWe/yr. | 0 | 4.0898e-06 | 4.5563e-06 | 4.4975e-06 | 2.6478e-05 | 0.00015141 | 0.00024965 | 0.00024119 | 1.6925e-05 | 0.00033306 | 0.00010963 | 0.00066952
| SPS1 | CH | Electricity generation capacity additions¦Oil¦Industrial CHPs oil | GWe/yr. | 0 | 0.0054701 | 6.8178e-06 | 0.019385 | 0.016327 | 0.01301 | 0.020316 | 0.023747 | 0.023922 | 0.019422 | 0.028632 | 0.019089
| SPS1 | CH | Electricity generation capacity additions¦Gas | GWe/yr. | 0 | 0.053584 | 0.0090061 | 0.22064 | 0.26271 | 0.15581 | 0.28075 | 0.3647 | 0.33991 | 0.095189 | 0.23274 | 0.085624
| SPS1 | CH | Electricity generation capacity additions¦Gas¦Gas turbines combined cycle | GWe/yr. | 0 | 0 | 0 | 0 | 0 | 0.011836 | 0.16944 | 0.27628 | 0.24376 | 0.00020778 | 0.094768 | 0
| SPS1 | CH | Electricity generation capacity additions¦Gas¦Gas turbines open cycle | GWe/yr. | 0 | 0 | 0 | 0 | 0.068546 | 1.6017e-05 | 9.432e-06 | 5.1545e-06 | 6.4997e-06 | 6.0241e-05 | 0.011478 | 0
| SPS1 | CH | Electricity generation capacity additions¦Gas¦Gas turbines combined cycle CCS | GWe/yr. | 0 | 0 | 0 | 0 | 0 | 0 | 0 | 0 | 0 | 0 | 0 | 0
| SPS1 | CH | Electricity generation capacity additions¦Gas¦CHP Gas (for District Heating) | GWe/yr. | 0 | 9.2501e-07 | 0.0010797 | 0.021918 | 0.018087 | 0.054778 | 0.0022641 | 3.024e-05 | 7.4347e-06 | 0.00011497 | 0.001137 | 0.00074307
| SPS1 | CH | Electricity generation capacity additions¦Gas¦CHP Fuel Cell Gas (for District Heating) | GWe/yr. | 0 | 0 | 0 | 0 | 0 | 0.017264 | 0.028396 | 4.3845e-05 | 3.3324e-06 | 0.0020987 | 0.00021222 | 1.3824e-05
| SPS1 | CH | Electricity generation capacity additions¦Gas¦Industrial CHPs gas | GWe/yr. | 0 | 1.1977e-06 | 4.7048e-06 | 0.028392 | 4.473e-05 | 1.3722e-05 | 2.7531e-05 | 0.0097436 | 2.1611e-05 | 6.8254e-05 | 0.00032123 | 0.025827
| SPS1 | CH | Electricity generation capacity additions¦Gas¦Industrial CHPs gas (CCS) | GWe/yr. | 0 | 0 | 0 | 0 | 0 | 0 | 0 | 0 | 0 | 0 | 0 | 0
| SPS1 | CH | Electricity generation capacity additions¦Gas¦Industrial CHPs fuel cells (gas reformer) | GWe/yr. | 0 | 0 | 0 | 0.00016698 | 0.0001177 | 0.00011138 | 0.00017745 | 0.00044385 | 4.7706e-06 | 0.0005513 | 0.00025583 | 0.0011356
| SPS1 | CH | Electricity generation capacity additions¦Gas¦Residential single family CHPs gas | GWe/yr. | 0 | 5.5982e-05 | 0.00018944 | 1.1831e-06 | 0.0012206 | 0.00045765 | 0.00069949 | 0.00069703 | 0.00045999 | 0.00067342 | 0.0086315 | 0.0019788
| SPS1 | CH | Electricity generation capacity additions¦Gas¦Residential single family CHPs fuel cells gas | GWe/yr. | 0 | 0 | 0 | 3.5797e-05 | 9.5011e-05 | 1.714e-06 | 1.9622e-05 | 0.00021915 | 2.2013e-06 | 0.00018348 | 2.5623e-06 | 0.00057132
| SPS1 | CH | Electricity generation capacity additions¦Gas¦Residential multi family CHPs gas | GWe/yr. | 0 | 0.00015639 | 0.0011551 | 0.040476 | 0.0013759 | 0.0097253 | 0.01147 | 0.030931 | 0.0020484 | 0.0071362 | 0.0049252 | 0.024428
| SPS1 | CH | Electricity generation capacity additions¦Gas¦Residential multi family CHPs fuel cells gas | GWe/yr. | 0 | 0 | 0 | 0.00015744 | 0.00047153 | 1.4146e-05 | 0.00014834 | 0.0013433 | 5.0277e-05 | 0.0014979 | 2.2018e-05 | 0.0036009
| SPS1 | CH | Electricity generation capacity additions¦Gas¦Services sectors CHPs (bio)gas | GWe/yr. | 0 | 0.026196 | 0.0065702 | 0.012223 | 0.044083 | 0.029393 | 0.011277 | 0.044085 | 0.02637 | 0.014301 | 0.04464 | 0.025879
| SPS1 | CH | Electricity generation capacity additions¦Gas¦Services sectors CHPs gas | GWe/yr. | 0 | 0.027174 | 6.8848e-06 | 0.11713 | 0.12839 | 0.032189 | 0.056799 | 0.00017999 | 0.067168 | 0.067688 | 0.066092 | 8.2333e-05
| SPS1 | CH | Electricity generation capacity additions¦Gas¦Services sectors CHPs fuel cells (gas reformer) | GWe/yr. | 0 | 0 | 0 | 0.00013922 | 0.00028401 | 1.2403e-05 | 1.7465e-05 | 0.00070179 | 8.0987e-06 | 0.00060855 | 0.00025805 | 0.0013629
| SPS1 | CH | Electricity generation capacity additions¦Wastes | GWe/yr. | 0 | 1.1193e-06 | 1.5306e-06 | 0.05518 | 0.11563 | 0.050729 | 0.084114 | 0.072713 | 0.019619 | 0.040385 | 0.10308 | 0.06329
| SPS1 | CH | Electricity generation capacity additions¦Wastes¦Wastes Incineration (electric only) | GWe/yr. | 0 | 3.9444e-07 | 7.4918e-07 | 0.054418 | 0.10417 | 0.030523 | 0.07807 | 0.027757 | 0.019348 | 0.039821 | 0.0905 | 0.044207
| SPS1 | CH | Electricity generation capacity additions¦Wastes¦Wastes Incineration (electric only) CCS | GWe/yr. | 0 | 0 | 0 | 0 | 0 | 0 | 0 | 0 | 0 | 0 | 0 | 0
| SPS1 | CH | Electricity generation capacity additions¦Wastes¦CHP Wastes (for District Heating) | GWe/yr. | 0 | 4.1739e-07 | 3.3551e-07 | 6.9362e-07 | 0.005662 | 0.018956 | 0.0060401 | 0.039636 | 1.4498e-06 | 4.2384e-06 | 0.0076241 | 0.016992
| SPS1 | CH | Electricity generation capacity additions¦Wastes¦CHP Wastes (for District Heating) CCS | GWe/yr. | 0 | 0 | 0 | 0 | 0 | 0 | 0 | 0 | 0 | 0 | 0 | 0
| SPS1 | CH | Electricity generation capacity additions¦Wastes¦Industrial CHPs wastes | GWe/yr. | 0 | 3.0745e-07 | 4.4594e-07 | 0.00076181 | 0.00579 | 0.0012511 | 4.1688e-06 | 0.0053203 | 0.00026978 | 0.00055994 | 0.0049597 | 0.0020915
| SPS1 | CH | Electricity generation capacity additions¦Wastes¦Industrial CHPs wastes CCS | GWe/yr. | 0 | 0 | 0 | 0 | 0 | 0 | 0 | 0 | 0 | 0 | 0 | 0
| SPS1 | CH | Electricity generation capacity additions¦Wood | GWe/yr. | 0 | 0.017607 | 0.03184 | 0.050151 | 0.04562 | 0.066459 | 0.073536 | 0.086396 | 0.086648 | 0.059988 | 0.10659 | 0.075839
| SPS1 | CH | Electricity generation capacity additions¦Wood¦CHP Wood (for District Heating) | GWe/yr. | 0 | 2.9177e-07 | 0.0083644 | 0.021432 | 0.012065 | 0.01437 | 0.016847 | 0.003334 | 2.5156e-06 | 3.7913e-05 | 0.010568 | 2.5125e-05
| SPS1 | CH | Electricity generation capacity additions¦Wood¦Biomass with CCS (BECCS) | GWe/yr. | 0 | 0 | 0 | 0 | 0 | 0 | 0 | 0 | 0 | 0 | 0 | 0
| SPS1 | CH | Electricity generation capacity additions¦Wood¦Industrial CHPs wood | GWe/yr. | 0 | 0.017607 | 0.023475 | 0.027772 | 0.033239 | 0.051974 | 0.055939 | 0.081151 | 0.086593 | 0.058731 | 0.09483 | 0.072797
| SPS1 | CH | Electricity generation capacity additions¦Wood¦Industrial CHPs wood (CCS) | GWe/yr. | 0 | 0 | 0 | 0 | 0 | 0 | 0 | 0 | 0 | 0 | 0 | 0
| SPS1 | CH | Electricity generation capacity additions¦Wood¦Residential single family CHPs wood | GWe/yr. | 0 | 0 | 0 | 0.00018169 | 0.00018188 | 6.3667e-05 | 0.00011053 | 0.0006714 | 4.7224e-06 | 0.00036687 | 0.0001982 | 0.00073561
| SPS1 | CH | Electricity generation capacity additions¦Wood¦Residential multi family CHPs wood | GWe/yr. | 0 | 0 | 0 | 0.00041513 | 0.00012775 | 3.2268e-05 | 0.00032283 | 0.000925 | 4.42e-05 | 0.00025348 | 0.00080696 | 0.0012138
| SPS1 | CH | Electricity generation capacity additions¦Wood¦Services sectors CHPs wood | GWe/yr. | 0 | 0 | 0 | 0.00035033 | 5.5418e-06 | 1.9572e-05 | 0.00031648 | 0.00031488 | 3.5887e-06 | 0.00059883 | 0.00018307 | 0.0010679
| SPS1 | CH | Electricity generation capacity additions¦Wind | GWe/yr. | 0 | 0.0071323 | 0.034931 | 0.03351 | 0.021983 | 1.8326e-06 | 0.041432 | 0.043747 | 0.011901 | 7.9328e-06 | 0.041728 | 0
| SPS1 | CH | Electricity generation capacity additions¦Wind¦Wind turbines | GWe/yr. | 0 | 0.0071323 | 0.034931 | 0.03351 | 0.021983 | 1.8326e-06 | 0.041432 | 0.043747 | 0.011901 | 7.9328e-06 | 0.041728 | 0
| SPS1 | CH | Electricity generation capacity additions¦Solar | GWe/yr. | 0 | 2.9839e-05 | 3.8567 | 4.0195 | 2.0911 | 2.3459 | 6.6781 | 4.1351 | 2.417 | 3.425 | 7.5224 | 5.0408
| SPS1 | CH | Electricity generation capacity additions¦Solar¦Solar PV (large scale) | GWe/yr. | 0 | 0 | 0.044926 | 0.024114 | 0.17081 | 0.0010523 | 0.014068 | 3.8329e-05 | 0.00044389 | 0.00029292 | 0.0095133 | 0.013477
| SPS1 | CH | Electricity generation capacity additions¦Solar¦Solar PV (Industry) | GWe/yr. | 0 | 6.5532e-08 | 1.768 | 5.7626e-06 | 0.69053 | 0.80695 | 2.2438 | 0.51997 | 0.8052 | 1.1381 | 2.4839 | 0.77233
| SPS1 | CH | Electricity generation capacity additions¦Solar¦Solar PV (Residential single family) | GWe/yr. | 0 | 1.3969e-05 | 0.79198 | 2.6357 | 0.46161 | 0.75118 | 2.2801 | 2.2176 | 0.71231 | 1.0979 | 2.6019 | 2.5558
| SPS1 | CH | Electricity generation capacity additions¦Solar¦Solar PV (Residential multi family) | GWe/yr. | 0 | 1.5759e-05 | 1.2518 | 1.3596 | 0.24571 | 0.36095 | 1.8221 | 1.3329 | 0.41083 | 0.58938 | 2.0341 | 1.5557
| SPS1 | CH | Electricity generation capacity additions¦Solar¦Solar PV (Services) | GWe/yr. | 0 | 4.568e-08 | 6.0787e-06 | 9.5895e-05 | 0.52248 | 0.42577 | 0.31804 | 0.064663 | 0.48818 | 0.59931 | 0.39304 | 0.14349
| SPS1 | CH | Electricity generation capacity additions¦Geothermal | GWe/yr. | 0 | 0 | 0 | 0 | 0 | 0.00031483 | 0.00026055 | 9.3292e-07 | 3.3208e-05 | 2.6148e-06 | 0.00062829 | 0
| SPS1 | CH | Electricity generation capacity additions¦Geothermal¦Deep geothermal | GWe/yr. | 0 | 0 | 0 | 0 | 0 | 0.00031483 | 0.00026055 | 9.3292e-07 | 3.3208e-05 | 2.6148e-06 | 0.00062829 | 0
| SPS1 | CH | Electricity generation capacity additions¦Hydrogen | GWe/yr. | 0 | 0 | 0 | 0.00032856 | 0.00051808 | 0.00052253 | 0.00033304 | 0.0025425 | 1.4252e-05 | 0.0055392 | 0.0063997 | 0.0055439
| SPS1 | CH | Electricity generation capacity additions¦Hydrogen¦CHP Fuel Cell Hydrogen (for District Heating) | GWe/yr. | 0 | 0 | 0 | 0 | 0 | 0.00024199 | 3.7425e-05 | 0.00028533 | 3.9932e-06 | 0.0015447 | 0.0055694 | 0.0015958
| SPS1 | CH | Electricity generation capacity additions¦Hydrogen¦Industrial CHPs fuel cells (hydrogen) | GWe/yr. | 0 | 0 | 0 | 0.00021802 | 0.00033951 | 0.00022728 | 0.00018027 | 0.0013727 | 4.9619e-06 | 0.002513 | 0.0007493 | 0.0021038
| SPS1 | CH | Electricity generation capacity additions¦Hydrogen¦Services sectors CHPs fuel cells (hydrogen) | GWe/yr. | 0 | 0 | 0 | 0.00011055 | 0.00017857 | 5.3265e-05 | 0.00011535 | 0.00088449 | 5.2972e-06 | 0.0014815 | 8.0915e-05 | 0.0018442
| SPS1 | CH | Electricity generation capacity additions¦Electricity storage (non hydro) | GWe/yr. | 0.005347 | 1.2141e-05 | 3.2149e-05 | 0.13027 | 0.016033 | 0.16826 | 0.20472 | 0.17175 | 0.20475 | 0.22647 | 0.29824 | 0.15778
| SPS1 | CH | Electricity generation capacity additions¦Electricity storage (non hydro)¦CAES | GWe/yr. | 0 | 1.589e-06 | 1.6048e-06 | 1.5005e-06 | 2.0353e-06 | 4.8079e-06 | 5.071e-06 | 2.4657e-06 | 1.8282e-06 | 2.3233e-06 | 2.8579e-06 | 6.4931e-06
| SPS1 | CH | Electricity generation capacity additions¦Electricity storage (non hydro)¦Battery storage large size centralised | GWe/yr. | 0.00087479 | 1.7112e-06 | 5.4391e-06 | 0.00015247 | 0.0017005 | 0.04681 | 0.012179 | 0.031712 | 0.022698 | 0.020998 | 0.035009 | 0.011819
| SPS1 | CH | Electricity generation capacity additions¦Electricity storage (non hydro)¦Battery storage medium size centralised | GWe/yr. | 0.00065479 | 1.2723e-06 | 4.2537e-06 | 0.00013522 | 0.0013475 | 0.0075874 | 0.14735 | 0.045366 | 0.10961 | 0.12928 | 0.14525 | 0.097103
| SPS1 | CH | Electricity generation capacity additions¦Electricity storage (non hydro)¦Batteries in industry | GWe/yr. | 0.00063607 | 1.2491e-06 | 3.4999e-06 | 0.025871 | 0.00044015 | 0.020436 | 0.0084428 | 0.018302 | 0.010273 | 0.018103 | 0.021368 | 0.017405
| SPS1 | CH | Electricity generation capacity additions¦Electricity storage (non hydro)¦Batteries in residential single family houses | GWe/yr. | 0.0012716 | 2.5321e-06 | 6.9168e-06 | 0.03951 | 0.0041263 | 0.032201 | 0.01552 | 0.027796 | 0.023842 | 0.021698 | 0.0364 | 0.011719
| SPS1 | CH | Electricity generation capacity additions¦Electricity storage (non hydro)¦Batteries in residential multi-family houses | GWe/yr. | 0.0012716 | 2.5348e-06 | 6.9231e-06 | 0.03964 | 0.0044155 | 0.037202 | 0.012855 | 0.029019 | 0.023838 | 0.021145 | 0.036985 | 0.011548
| SPS1 | CH | Electricity generation capacity additions¦Electricity storage (non hydro)¦Batteries in Services sector | GWe/yr. | 0.00063813 | 1.2521e-06 | 3.5111e-06 | 0.024959 | 0.0040011 | 0.024014 | 0.0083702 | 0.019556 | 0.014487 | 0.015247 | 0.023227 | 0.0081761
| SPS1 | CH | Cars stock additions additions | Million | 0.00038562 | 0.42861 | 1.0498 | 2.3277 | 3.1903 | 2.0356 | 2.4872 | 2.8788 | 2.4381 | 2.3801 | 2.5193 | 2.0421
| SPS1 | CH | Cars stock additions¦Electricity¦Existing battery electric cars | Million | 0 | 0 | 0 | 0 | 0 | 0 | 0 | 0 | 0 | 0 | 0 | 0
| SPS1 | CH | Cars stock additions¦Electricity¦New battery electric cars (<60kW) | Million | 8.8044e-05 | 0.0018474 | 0.00041013 | 0.00041924 | 0.00055887 | 0.048119 | 0.095431 | 0.16391 | 0.089554 | 0.089909 | 0.12315 | 0.04764
| SPS1 | CH | Cars stock additions¦Electricity¦New battery electric cars (60-100 kW) | Million | 7.8908e-05 | 0.0002695 | 0.20559 | 0.60358 | 1.1748 | 0.54375 | 0.7224 | 0.98658 | 0.61056 | 0.65299 | 0.65627 | 0.48511
| SPS1 | CH | Cars stock additions¦Electricity¦New battery electric cars (100-140 kW) | Million | 6.872e-05 | 0.002633 | 0.0016006 | 0.17847 | 0.38589 | 0.32537 | 0.27343 | 0.33002 | 0.43327 | 0.42711 | 0.65465 | 0.42017
| SPS1 | CH | Cars stock additions¦Electricity¦New battery electric cars (>140 kW) | Million | 0.00014995 | 0.071007 | 0.07288 | 0.18115 | 0.12691 | 0.0049662 | 0.1392 | 0.10843 | 0.17012 | 0.11521 | 0.022544 | 0.25615
| SPS1 | CH | Cars stock additions¦Electricity¦New plug-in hybrid gasoline (<60 kW) | Million | 0 | 6.9453e-05 | 6.7105e-05 | 4.9683e-05 | 6.7516e-05 | 8.5107e-05 | 0.00014072 | 6.1277e-05 | 0.00033347 | 0.0005577 | 0.00059263 | 0.00098489
| SPS1 | CH | Cars stock additions¦Electricity¦New plug-in hybrid gasoline (60-100 kW) | Million | 0 | 3.8557e-05 | 0.00015908 | 0.00010838 | 0.00018172 | 0.00017318 | 0.00027761 | 8.7058e-05 | 0.00057827 | 0.01408 | 0.019496 | 0.0073947
| SPS1 | CH | Cars stock additions¦Electricity¦New plug-in hybrid gasoline (100-140 kW) | Million | 0 | 0.00050196 | 0.029299 | 0.016509 | 0.030752 | 0.00099856 | 0.016954 | 9.6262e-05 | 0.038451 | 0.0048459 | 0.0021201 | 0.0024187
| SPS1 | CH | Cars stock additions¦Electricity¦New plug-in hybrid gasoline (>140 kW) | Million | 0 | 0.00013889 | 0.0002162 | 0.00018221 | 0.00043168 | 0.00042289 | 0.0011153 | 0.00010021 | 0.031127 | 0.00015404 | 9.2817e-05 | 0.11265
| SPS1 | CH | Cars stock additions¦Electricity¦New plug-in hybrid diesel (<60 kW) | Million | 0 | 8.3428e-05 | 7.8073e-05 | 7.4897e-05 | 0.00014948 | 0.00032658 | 0.00019817 | 0.0006608 | 6.2432e-05 | 1.9999e-05 | 2.0201e-05 | 2.8697e-05
| SPS1 | CH | Cars stock additions¦Electricity¦New plug-in hybrid diesel (60-100 kW) | Million | 0 | 5.6512e-05 | 0.00024362 | 0.00020227 | 0.0010646 | 0.00094347 | 0.00053078 | 0.001215 | 6.7184e-05 | 2.2628e-05 | 2.4146e-05 | 3.6392e-05
| SPS1 | CH | Cars stock additions¦Electricity¦New plug-in hybrid diesel (100-140 kW) | Million | 0 | 0.032161 | 0.080994 | 0.31193 | 0.32647 | 0.0013362 | 0.11775 | 0.21199 | 7.1608e-05 | 2.1234e-05 | 2.0852e-05 | 3.3425e-05
| SPS1 | CH | Cars stock additions¦Electricity¦New plug-in hybrid diesel (>140 kW) | Million | 0 | 0.0002459 | 0.00028758 | 0.00034726 | 0.14759 | 0.24243 | 0.15994 | 0.13497 | 0.21576 | 0.26273 | 0.29773 | 0.14214
| SPS1 | CH | Cars stock additions¦Hydrogen¦New fuel cell cars (<60 kW) | Million | 0 | 4.5058e-06 | 2.0855e-06 | 4.4696e-08 | 9.7097e-08 | 9.2459e-08 | 7.8495e-08 | 7.4788e-08 | 7.2578e-08 | 7.369e-08 | 6.8782e-08 | 1.3943e-07
| SPS1 | CH | Cars stock additions¦Hydrogen¦New fuel cell cars (60-100 kW) | Million | 0 | 2.4664e-06 | 1.1962e-06 | 8.8581e-08 | 1.4146e-07 | 1.3778e-07 | 1.2447e-07 | 1.3283e-07 | 1.2215e-07 | 1.2519e-07 | 1.2459e-07 | 2.1038e-07
| SPS1 | CH | Cars stock additions¦Hydrogen¦New fuel cell cars (100-140 kW) | Million | 0 | 2.065e-06 | 8.6594e-07 | 9.9718e-08 | 1.5538e-07 | 1.6069e-07 | 1.4543e-07 | 1.5001e-07 | 1.4088e-07 | 1.3355e-07 | 1.3789e-07 | 2.2687e-07
| SPS1 | CH | Cars stock additions¦Hydrogen¦New fuel cell cars (>140 kW) | Million | 0 | 2.7038e-06 | 1.1154e-06 | 8.3787e-08 | 1.3051e-07 | 1.3284e-07 | 1.1864e-07 | 1.2551e-07 | 1.1576e-07 | 1.1371e-07 | 1.1328e-07 | 2.041e-07
| SPS1 | CH | Cars stock additions¦Motor Gasoline¦Total¦Conventional gasoline hybrid existing | Million | 0 | 0 | 0 | 0 | 0 | 0 | 0 | 0 | 0 | 0 | 0 | 0
| SPS1 | CH | Cars stock additions¦Motor Gasoline¦Total¦New conventional gasoline hybrid (<60 kW) | Million | 0 | 0.00017212 | 0.018211 | 0.0011072 | 0.039086 | 0.037464 | 0.00017641 | 0.00016469 | 0.0011957 | 0.022564 | 0.078112 | 0.026311
| SPS1 | CH | Cars stock additions¦Motor Gasoline¦Total¦New conventional gasoline hybrid (60-100 kW) | Million | 0 | 0.0004307 | 0.0065757 | 0.00026955 | 0.087041 | 0.00059574 | 0.00021809 | 0.0002259 | 0.00018798 | 0.00048253 | 0.00098332 | 0.00020666
| SPS1 | CH | Cars stock additions¦Motor Gasoline¦Total¦New conventional gasoline hybrid (100-140 kW) | Million | 0 | 0.1681 | 0.0001858 | 0.0001346 | 0.00011628 | 0.00014501 | 0.00012623 | 0.00018005 | 0.00015154 | 0.00022029 | 0.0002807 | 0.00015127
| SPS1 | CH | Cars stock additions¦Motor Gasoline¦Total¦New conventional gasoline hybrid (>140 kW) | Million | 0 | 0.00017533 | 0.039188 | 0.11515 | 0.045957 | 0.1087 | 0.1304 | 0.15709 | 0.13249 | 0.098044 | 0.069324 | 0.077288
| SPS1 | CH | Cars stock additions¦Motor Gasoline¦Total¦Conventional gasoline ICE existing | Million | 0 | 0 | 0 | 0 | 0 | 0 | 0 | 0 | 0 | 0 | 0 | 0
| SPS1 | CH | Cars stock additions¦Motor Gasoline¦Total¦New conventional gasoline ICE (<60 kW) | Million | 0 | 4.7657e-05 | 0.0001484 | 0.00016671 | 0.00010906 | 0.00013425 | 3.6625e-05 | 3.4872e-05 | 2.5585e-05 | 4.1814e-05 | 4.3921e-05 | 5.3e-05
| SPS1 | CH | Cars stock additions¦Motor Gasoline¦Total¦New conventional gasoline ICE (60-100 kW) | Million | 0 | 4.1107e-05 | 0.0012364 | 0.00036962 | 0.00027488 | 0.00018807 | 4.8709e-05 | 4.7201e-05 | 3.4432e-05 | 6.0448e-05 | 6.1415e-05 | 6.7439e-05
| SPS1 | CH | Cars stock additions¦Motor Gasoline¦Total¦New conventional gasoline ICE (100-140 kW) | Million | 0 | 8.1643e-05 | 0.063559 | 0.0013655 | 0.031986 | 0.0017286 | 7.4888e-05 | 7.9053e-05 | 5.6536e-05 | 9.624e-05 | 0.00011633 | 8.9483e-05
| SPS1 | CH | Cars stock additions¦Motor Gasoline¦Total¦New conventional gasoline ICE (>140 kW) | Million | 0 | 5.9112e-05 | 0.28072 | 0.50806 | 0.57098 | 0.45459 | 0.51045 | 0.54666 | 0.45712 | 0.44374 | 0.42467 | 0.29798
| SPS1 | CH | Cars stock additions¦Motor Gasoline¦Total¦New mild hybrid gasoline (<60 kW) | Million | 0 | 4.531e-05 | 0.018102 | 0.0010366 | 7.9809e-05 | 8.4127e-05 | 4.1743e-05 | 4.4495e-05 | 3.6855e-05 | 9.0923e-05 | 0.00023737 | 0.00015543
| SPS1 | CH | Cars stock additions¦Motor Gasoline¦Total¦New mild hybrid gasoline (60-100 kW) | Million | 0 | 2.2082e-05 | 0.00027793 | 0.0001803 | 7.7606e-05 | 7.3717e-05 | 4.7081e-05 | 5.1903e-05 | 4.3308e-05 | 8.7926e-05 | 0.00012677 | 7.3257e-05
| SPS1 | CH | Cars stock additions¦Motor Gasoline¦Total¦New mild hybrid gasoline (100-140 kW) | Million | 0 | 2.8216e-05 | 0.00013751 | 0.00010592 | 6.3377e-05 | 7.3134e-05 | 6.1671e-05 | 7.7454e-05 | 6.8087e-05 | 0.00011913 | 0.00017456 | 7.7904e-05
| SPS1 | CH | Cars stock additions¦Motor Gasoline¦Total¦New mild hybrid gasoline (>140 kW) | Million | 0 | 4.2807e-05 | 0.039139 | 0.11512 | 0.045828 | 0.10838 | 0.13003 | 0.080347 | 0.10739 | 0.097823 | 0.069165 | 0.076747
| SPS1 | CH | Cars stock additions¦Motor Diesel¦Total¦Conventional diesel hybrid existing | Million | 0 | 0 | 0 | 0 | 0 | 0 | 0 | 0 | 0 | 0 | 0 | 0
| SPS1 | CH | Cars stock additions¦Motor Diesel¦Total¦New conventional diesel hybrid (<60 kW) | Million | 0 | 0.028743 | 0.07621 | 0.14517 | 0.13383 | 0.045472 | 0.057532 | 0.00019715 | 0.044047 | 0.064369 | 0.00018851 | 0.00012489
| SPS1 | CH | Cars stock additions¦Motor Diesel¦Total¦New conventional diesel hybrid (60-100 kW) | Million | 0 | 0.12081 | 0.037357 | 0.00033511 | 0.0012438 | 0.0005774 | 0.00081507 | 0.00027832 | 0.00023787 | 0.0007669 | 0.040416 | 0.0063473
| SPS1 | CH | Cars stock additions¦Motor Diesel¦Total¦New conventional diesel hybrid (100-140 kW) | Million | 0 | 0.00022748 | 0.00015036 | 0.00020593 | 0.0030839 | 0.044316 | 0.055706 | 0.03102 | 0.047684 | 0.041621 | 0.029056 | 0.038288
| SPS1 | CH | Cars stock additions¦Motor Diesel¦Total¦New conventional diesel hybrid (>140 kW) | Million | 0 | 0.00023067 | 9.0002e-05 | 7.0926e-05 | 0.00018788 | 0.00037966 | 0.01776 | 0.092276 | 0.0092485 | 0.00032726 | 0.00022364 | 0.004713
| SPS1 | CH | Cars stock additions¦Motor Diesel¦Total¦Conventional diesel ICE existing | Million | 0 | 0 | 0 | 0 | 0 | 0 | 0 | 0 | 0 | 0 | 0 | 0
| SPS1 | CH | Cars stock additions¦Motor Diesel¦Total¦New conventional diesel ICE (<60 kW) | Million | 0 | 5.7686e-05 | 8.2119e-05 | 0.00010682 | 0.00017888 | 0.0050544 | 3.5487e-05 | 5.2632e-05 | 1.5927e-05 | 1.1195e-05 | 1.0677e-05 | 1.4176e-05
| SPS1 | CH | Cars stock additions¦Motor Diesel¦Total¦New conventional diesel ICE (60-100 kW) | Million | 0 | 3.5694e-05 | 8.2876e-05 | 6.635e-05 | 8.0891e-05 | 0.00010937 | 3.697e-05 | 5.845e-05 | 1.8806e-05 | 1.3088e-05 | 1.321e-05 | 1.651e-05
| SPS1 | CH | Cars stock additions¦Motor Diesel¦Total¦New conventional diesel ICE (100-140 kW) | Million | 0 | 4.3196e-05 | 5.557e-05 | 4.8993e-05 | 5.9308e-05 | 8.3119e-05 | 4.3467e-05 | 8.8685e-05 | 2.4042e-05 | 1.4571e-05 | 1.5801e-05 | 1.8563e-05
| SPS1 | CH | Cars stock additions¦Motor Diesel¦Total¦New conventional diesel ICE (>140 kW) | Million | 0 | 1.5938e-05 | 2.6382e-05 | 2.7689e-05 | 4.6162e-05 | 8.2115e-05 | 4.2811e-05 | 9.1908e-05 | 2.2629e-05 | 1.3188e-05 | 1.3536e-05 | 1.8926e-05
| SPS1 | CH | Cars stock additions¦Motor Diesel¦Total¦New mild hybrid diesel (<60 kW) | Million | 0 | 4.9856e-05 | 0.076058 | 0.14512 | 0.031353 | 0.01364 | 0.000138 | 7.5753e-05 | 6.2633e-05 | 9.0258e-05 | 8.7416e-05 | 5.8363e-05
| SPS1 | CH | Cars stock additions¦Motor Diesel¦Total¦New mild hybrid diesel (60-100 kW) | Million | 0 | 2.2485e-05 | 0.00017762 | 0.00027067 | 0.00066092 | 0.00031077 | 0.00013506 | 0.00010801 | 9.3794e-05 | 0.0002095 | 0.00025628 | 0.00024702
| SPS1 | CH | Cars stock additions¦Motor Diesel¦Total¦New mild hybrid diesel (100-140 kW) | Million | 0 | 2.8321e-05 | 0.00010612 | 0.00018106 | 0.0030391 | 0.044259 | 0.055633 | 0.030921 | 0.0476 | 0.041488 | 0.028894 | 0.038
| SPS1 | CH | Cars stock additions¦Motor Diesel¦Total¦New mild hybrid diesel (>140 kW) | Million | 0 | 1.9253e-05 | 3.8611e-05 | 4.0948e-05 | 8.9966e-05 | 0.00021132 | 0.00023842 | 0.00044319 | 0.00032254 | 0.00012599 | 8.8633e-05 | 0.00027803
| SPS1 | CH | Cars stock additions¦Gas¦Conventional gas ICE existing | Million | 0 | 0 | 0 | 0 | 0 | 0 | 0 | 0 | 0 | 0 | 0 | 0
| SPS1 | CH | Cars stock additions¦Gas¦New conventionalgas ICE (<60 kW) | Million | 0 | 4.236e-06 | 3.7475e-06 | 1.2196e-06 | 5.0831e-06 | 2.7039e-06 | 2.2836e-06 | 2.8947e-06 | 2.4705e-06 | 2.3206e-06 | 2.5105e-06 | 2.1452e-06
| SPS1 | CH | Cars stock additions¦Gas¦New conventional gas ICE (60-100 kW) | Million | 0 | 2.9761e-06 | 3.7799e-06 | 1.6256e-06 | 5.3729e-06 | 3.3571e-06 | 2.794e-06 | 3.5351e-06 | 2.9599e-06 | 2.7168e-06 | 2.9406e-06 | 2.4933e-06
| SPS1 | CH | Cars stock additions¦Gas¦New conventional gas ICE (100-140 kW) | Million | 0 | 3.6316e-06 | 3.6552e-06 | 1.9311e-06 | 5.7322e-06 | 3.7912e-06 | 3.205e-06 | 4.1243e-06 | 3.4337e-06 | 2.991e-06 | 3.2324e-06 | 2.6515e-06
| SPS1 | CH | Cars stock additions¦Gas¦New conventional gas ICE (>140 kW) | Million | 0 | 3.5365e-06 | 4.1319e-06 | 1.9848e-06 | 6.6874e-06 | 3.9655e-06 | 3.3406e-06 | 4.3112e-06 | 3.5324e-06 | 2.9298e-06 | 3.1195e-06 | 2.6506e-06
| SPS1 | CH | Urban buses stock additions | Thousand | 0 | 0.73875 | 1.5692 | 5.6933 | 4.931 | 2.2063 | 3.4839 | 4.085 | 2.7628 | 4.7575 | 3.5399 | 4.0506
| SPS1 | CH | Urban buses stock additions¦Electricity¦Existing electric urban buses | Thousand | 0 | 0 | 0 | 0 | 0 | 0 | 0 | 0 | 0 | 0 | 0 | 0
| SPS1 | CH | Urban buses stock additions¦Electricity¦New electric urban buses (Mini) | Thousand | 0 | 0.0080906 | 0.010745 | 2.5577 | 2.6149 | 0.126 | 1.3488 | 1.5237 | 0.86575 | 0.83204 | 0.44374 | 0.12864
| SPS1 | CH | Urban buses stock additions¦Electricity¦New electric urban buses (Midi) | Thousand | 0 | 0.002077 | 0.0075348 | 0.73805 | 0.70151 | 0.11014 | 0.3662 | 0.46055 | 0.25717 | 0.40576 | 0.46683 | 0.17472
| SPS1 | CH | Urban buses stock additions¦Electricity¦New electric urban buses (Maxi) | Thousand | 0 | 0.0011745 | 0.0025676 | 1.9719 | 0.40227 | 1.3948 | 0.41298 | 1.1139 | 0.25201 | 1.74 | 1.223 | 2.0412
| SPS1 | CH | Urban buses stock additions¦Electricity¦New electric urban buses (Mega) | Thousand | 0 | 0.00037387 | 0.00037322 | 0.0003812 | 0.00064958 | 0.00064376 | 0.00075181 | 0.0010735 | 0.00098017 | 0.0012909 | 0.0013109 | 0.0019101
| SPS1 | CH | Urban buses stock additions¦Hydrogen¦New fuel cell urban buses (Mini) | Thousand | 0 | 0 | 0 | 1.0454e-05 | 0 | 0 | 0 | 0 | 0 | 0 | 0 | 0
| SPS1 | CH | Urban buses stock additions¦Hydrogen¦New fuel cell urban buses (Midi) | Thousand | 0 | 0 | 0 | 0 | 0 | 0 | 0 | 0 | 0 | 0 | 0 | 0
| SPS1 | CH | Urban buses stock additions¦Hydrogen¦New fuel cell urban buses (Maxi) | Thousand | 0 | 0 | 0 | 1.1822e-05 | 0 | 0 | 0 | 0 | 0 | 0 | 0 | 0
| SPS1 | CH | Urban buses stock additions¦Hydrogen¦New fuel cell urban buses (Mega) | Thousand | 0 | 0 | 0 | 0 | 0 | 0 | 0 | 0 | 0 | 0 | 0 | 0
| SPS1 | CH | Urban buses stock additions¦Motor Diesel¦Total¦New conventional hybrid diesel urban buses (Mini) | Thousand | 0 | 0.014058 | 0.0020666 | 0.0007472 | 0.0035947 | 0.0031043 | 0.0084358 | 0.025297 | 0.037362 | 0.66984 | 1.2763 | 0.72394
| SPS1 | CH | Urban buses stock additions¦Motor Diesel¦Total¦New conventional hybrid diesel urban buses (Midi) | Thousand | 0 | 0.0013795 | 0.00093016 | 0.00073563 | 0.0020879 | 0.0021698 | 0.0040971 | 0.007744 | 0.0086867 | 0.016524 | 0.018921 | 0.04588
| SPS1 | CH | Urban buses stock additions¦Motor Diesel¦Total¦New conventional hybrid diesel urban buses (Maxi) | Thousand | 0 | 0.06435 | 0.83904 | 0.42375 | 1.2058 | 0.56935 | 1.3425 | 0.95249 | 1.3407 | 1.0918 | 0.10944 | 0.93381
| SPS1 | CH | Urban buses stock additions¦Motor Diesel¦Total¦New conventional hybrid diesel urban buses (Mega) | Thousand | 0 | 4.4351e-05 | 4.3755e-05 | 3.3194e-05 | 0.00010881 | 0.00010324 | 0.0001425 | 0.00019049 | 0.0001604 | 0.00026631 | 0.00030688 | 0.00050989
| SPS1 | CH | Urban buses stock additions¦Motor Diesel¦Total¦Existing ICE diesel urban buses | Thousand | 0 | 0 | 0 | 0 | 0 | 0 | 0 | 0 | 0 | 0 | 0 | 0
| SPS1 | CH | Urban buses stock additions¦Motor Diesel¦Total¦New conventional ICE diesel urban buses (Mini) | Thousand | 0 | 0.63301 | 0.51848 | 0 | 1.1502e-05 | 0 | 0 | 0 | 0 | 0 | 0 | 0
| SPS1 | CH | Urban buses stock additions¦Motor Diesel¦Total¦New conventional ICE diesel urban buses (Midi) | Thousand | 0 | 0.0096314 | 0.15675 | 0 | 0 | 0 | 0 | 0 | 0 | 0 | 0 | 0
| SPS1 | CH | Urban buses stock additions¦Motor Diesel¦Total¦New conventional ICE diesel urban buses (Maxi) | Thousand | 0 | 0.0037808 | 0.00060617 | 0 | 1.4302e-05 | 1.285e-05 | 1.286e-05 | 1.3747e-05 | 1.1753e-05 | 0 | 0 | 0
| SPS1 | CH | Urban buses stock additions¦Motor Diesel¦Total¦New conventional ICE diesel urban buses (Mega) | Thousand | 0 | 4.4296e-05 | 4.2761e-05 | 0 | 0 | 0 | 0 | 0 | 0 | 0 | 0 | 0
| SPS1 | CH | Urban buses stock additions¦Motor Gas¦Total¦Existing ICE Gas urban buses | Thousand | 0 | 0 | 0 | 0 | 0 | 0 | 0 | 0 | 0 | 0 | 0 | 0
| SPS1 | CH | Urban buses stock additions¦Motor Gas¦Total¦New conventional ICE gas urban buses (Mini) | Thousand | 0 | 0.00039347 | 0.0035568 | 0 | 1.4832e-05 | 1.1182e-05 | 0 | 0 | 0 | 0 | 0 | 0
| SPS1 | CH | Urban buses stock additions¦Motor Gas¦Total¦New conventional ICE gas urban buses (Midi) | Thousand | 0 | 0.000208 | 0.025917 | 0 | 1.3473e-05 | 1.0555e-05 | 0 | 0 | 0 | 0 | 0 | 0
| SPS1 | CH | Urban buses stock additions¦Motor Gas¦Total¦New conventional ICE gas urban buses (Maxi) | Thousand | 0 | 0.00011993 | 0.00046966 | 1.3588e-05 | 1.4682e-05 | 1.2073e-05 | 1.0003e-05 | 0 | 1.0402e-05 | 1.0113e-05 | 1.0434e-05 | 0
| SPS1 | CH | Urban buses stock additions¦Motor Gas¦Total¦New conventional ICE gas urban buses (Mega) | Thousand | 0 | 1.5828e-05 | 4.0063e-05 | 0 | 0 | 0 | 0 | 0 | 0 | 0 | 0 | 0
| SPS1 | CH | Coaches stock additions | Thousand | 0 | 0.50992 | 0.3283 | 2.7912 | 1.4912 | 1.1986 | 1.0258 | 1.6013 | 1.0383 | 1.4347 | 1.6653 | 0.86956
| SPS1 | CH | Coaches stock additions¦Electricity¦Existing electric Coaches | Thousand | 0 | 0 | 0 | 0 | 0 | 0 | 0 | 0 | 0 | 0 | 0 | 0
| SPS1 | CH | Coaches stock additions¦Electricity¦New electric Coaches (Mini) | Thousand | 0 | 0.0016538 | 0.0037589 | 1.4002 | 1.3222 | 0.044439 | 0.62133 | 0.68055 | 0.35812 | 0.59792 | 0.67617 | 0.17758
| SPS1 | CH | Coaches stock additions¦Electricity¦New electric Coaches (Midi) | Thousand | 0 | 0.00086868 | 0.0025115 | 0.59589 | 0.034243 | 0.46818 | 0.15287 | 0.35159 | 0.23774 | 0.23545 | 0.3139 | 0.10927
| SPS1 | CH | Coaches stock additions¦Electricity¦New electric Coaches (Maxi) | Thousand | 0 | 0.00043301 | 0.00070471 | 0.0024576 | 0.0075046 | 0.0079317 | 0.013808 | 0.017706 | 0.017593 | 0.042645 | 0.042308 | 0.13323
| SPS1 | CH | Coaches stock additions¦Electricity¦New electric Coaches (Mega) | Thousand | 0 | 0.00026365 | 0.00025526 | 0.00031082 | 0.00050956 | 0.00055733 | 0.00064486 | 0.00086247 | 0.00083879 | 0.001054 | 0.0011333 | 0.0015677
| SPS1 | CH | Coaches stock additions¦Hydrogen¦New fuel cell Coaches (Mini) | Thousand | 0 | 0 | 0 | 1.1892e-05 | 0 | 0 | 0 | 0 | 0 | 0 | 0 | 0
| SPS1 | CH | Coaches stock additions¦Hydrogen¦New fuel cell Coaches (Midi) | Thousand | 0 | 0 | 0 | 1.2596e-05 | 0 | 0 | 0 | 0 | 0 | 0 | 0 | 0
| SPS1 | CH | Coaches stock additions¦Hydrogen¦New fuel cell Coaches (Maxi) | Thousand | 0 | 0 | 0 | 0 | 0 | 0 | 0 | 0 | 0 | 0 | 0 | 0
| SPS1 | CH | Coaches stock additions¦Hydrogen¦New fuel cell Coaches (Mega) | Thousand | 0 | 0 | 0 | 0 | 0 | 0 | 0 | 0 | 0 | 0 | 0 | 0
| SPS1 | CH | Coaches stock additions¦Motor Diesel¦Total¦New conventional hybrid diesel Coaches (Mini) | Thousand | 0 | 0.0066835 | 0.0022769 | 0.0022776 | 0.029597 | 0.010631 | 0.04041 | 0.078648 | 0.081408 | 0.12911 | 0.11738 | 0.17499
| SPS1 | CH | Coaches stock additions¦Motor Diesel¦Total¦New conventional hybrid diesel Coaches (Midi) | Thousand | 0 | 0.0014442 | 0.10961 | 0.53554 | 0.032121 | 0.47954 | 0.11939 | 0.31125 | 0.27455 | 0.24978 | 0.4836 | 0.17654
| SPS1 | CH | Coaches stock additions¦Motor Diesel¦Total¦New conventional hybrid diesel Coaches (Maxi) | Thousand | 0 | 0.00056298 | 0.0079228 | 0.25449 | 0.064859 | 0.18723 | 0.077262 | 0.16055 | 0.067922 | 0.17849 | 0.030515 | 0.095942
| SPS1 | CH | Coaches stock additions¦Motor Diesel¦Total¦New conventional hybrid diesel Coaches (Mega) | Thousand | 0 | 4.4672e-05 | 4.2781e-05 | 3.6314e-05 | 9.3726e-05 | 9.4136e-05 | 0.00012965 | 0.00017038 | 0.00014305 | 0.00023868 | 0.00027339 | 0.0004533
| SPS1 | CH | Coaches stock additions¦Motor Diesel¦Total¦Existing ICE diesel Coaches | Thousand | 0 | 0 | 0 | 0 | 0 | 0 | 0 | 0 | 0 | 0 | 0 | 0
| SPS1 | CH | Coaches stock additions¦Motor Diesel¦Total¦New conventional ICE diesel Coaches (Mini) | Thousand | 0 | 0.49578 | 0.19549 | 0 | 1.1291e-05 | 0 | 0 | 0 | 0 | 0 | 0 | 0
| SPS1 | CH | Coaches stock additions¦Motor Diesel¦Total¦New conventional ICE diesel Coaches (Midi) | Thousand | 0 | 0.0010174 | 0.0013398 | 0 | 0 | 0 | 0 | 0 | 0 | 0 | 0 | 0
| SPS1 | CH | Coaches stock additions¦Motor Diesel¦Total¦New conventional ICE diesel Coaches (Maxi) | Thousand | 0 | 0.00037336 | 0.00034819 | 0 | 0 | 0 | 0 | 0 | 0 | 0 | 0 | 0
| SPS1 | CH | Coaches stock additions¦Motor Diesel¦Total¦New conventional ICE diesel Coaches (Mega) | Thousand | 0 | 4.3432e-05 | 3.828e-05 | 0 | 0 | 0 | 0 | 0 | 0 | 0 | 0 | 0
| SPS1 | CH | Coaches stock additions¦Motor Gas¦Total¦Existing ICE Gas Coaches | Thousand | 0 | 0 | 0 | 0 | 0 | 0 | 0 | 0 | 0 | 0 | 0 | 0
| SPS1 | CH | Coaches stock additions¦Motor Gas¦Total¦New conventional ICE gas Coaches (Mini) | Thousand | 0 | 0.00044816 | 0.0026733 | 0 | 1.0789e-05 | 0 | 0 | 0 | 0 | 0 | 0 | 0
| SPS1 | CH | Coaches stock additions¦Motor Gas¦Total¦New conventional ICE gas Coaches (Midi) | Thousand | 0 | 0.00020002 | 0.00096058 | 0 | 1.0335e-05 | 0 | 0 | 0 | 0 | 0 | 0 | 0
| SPS1 | CH | Coaches stock additions¦Motor Gas¦Total¦New conventional ICE gas Coaches (Maxi) | Thousand | 0 | 8.8464e-05 | 0.00032859 | 0 | 0 | 0 | 0 | 0 | 0 | 0 | 0 | 0
| SPS1 | CH | Coaches stock additions¦Motor Gas¦Total¦New conventional ICE gas Coaches (Mega) | Thousand | 0 | 1.6356e-05 | 3.5566e-05 | 0 | 0 | 0 | 0 | 0 | 0 | 0 | 0 | 0
| SPS1 | CH | Light duty vehicles stock additions | Thousand | 2.0888e-05 | 15.5989 | 63.4735 | 170.2495 | 241.1424 | 191.0546 | 171.3931 | 270.3672 | 159.5567 | 208.9477 | 269.8148 | 96.1998
| SPS1 | CH | Light duty vehicles stock additions¦Electricity¦Existing electric light duty vehicles | Thousand | 0 | 0 | 0 | 0 | 0 | 0 | 0 | 0 | 0 | 0 | 0 | 0
| SPS1 | CH | Light duty vehicles stock additions¦Electricity¦New electric light duty vehicles | Thousand | 0 | 1.2036 | 10.3193 | 45.2583 | 144.9437 | 190.6659 | 90.7916 | 213.481 | 115.1368 | 144.9775 | 204.2835 | 67.7052
| SPS1 | CH | Light duty vehicles stock additions¦Hydrogen¦New fuel cell electric light duty vehicles | Thousand | 0 | 0.0036023 | 0.0013137 | 5.104e-05 | 4.7989e-05 | 5.6622e-05 | 4.6653e-05 | 5.2283e-05 | 4.7172e-05 | 5.2357e-05 | 5.5157e-05 | 7.4277e-05
| SPS1 | CH | Light duty vehicles stock additions¦Motor Gasoline¦Total¦Existing gasoline light duty vehicles | Thousand | 0 | 0 | 0 | 0 | 0 | 0 | 0 | 0 | 0 | 0 | 0 | 0
| SPS1 | CH | Light duty vehicles stock additions¦Motor Gasoline¦Total¦New gasoline light duty vehicles | Thousand | 0 | 0.074026 | 12.3832 | 27.4956 | 35.4432 | 0.26872 | 27.0057 | 23.139 | 15.0134 | 23.5344 | 24.2877 | 10.1787
| SPS1 | CH | Light duty vehicles stock additions¦Motor Diesel¦Total¦Existing ICE diesel light duty vehicles | Thousand | 0 | 0 | 0 | 0 | 0 | 0 | 0 | 0 | 0 | 0 | 0 | 0
| SPS1 | CH | Light duty vehicles stock additions¦Motor Diesel¦Total¦New ICE diesel light duty vehicles | Thousand | 0 | 0.019964 | 0.13002 | 0.12211 | 9.2456 | 0.056333 | 0.31137 | 0.24584 | 0.127 | 0.15625 | 0.1513 | 0.2045
| SPS1 | CH | Light duty vehicles stock additions¦Motor Diesel¦Total¦New hybrid diesel light duty vehicles | Thousand | 0 | 14.2956 | 40.6377 | 97.3725 | 51.5065 | 0.06221 | 53.283 | 33.4996 | 29.2782 | 40.2779 | 41.0905 | 18.1102
| SPS1 | CH | Light duty vehicles stock additions¦Motor Gas¦Total¦New ICE Gas light duty vehicles | Thousand | 2.0888e-05 | 0.0020809 | 0.0019412 | 0.00091903 | 0.0033622 | 0.0013547 | 0.001406 | 0.0016818 | 0.0012931 | 0.0014692 | 0.0018403 | 0.0011314
| SPS1 | CH | Heavy duty vehicles stock additions | Thousand | 0 | 9.4837 | 3.4868 | 29.0924 | 39.8331 | 17.1028 | 42.495 | 24.6901 | 37.2023 | 47.5463 | 26.7576 | 43.4922
| SPS1 | CH | Heavy duty vehicles stock additions¦Electricity¦Existing electric heavy duty vehicles | Thousand | 0 | 0 | 0 | 0 | 0 | 0 | 0 | 0 | 0 | 0 | 0 | 0
| SPS1 | CH | Heavy duty vehicles stock additions¦Electricity¦New electric heavy duty vehicles | Thousand | 0 | 0.0023443 | 0.0034835 | 0.0040813 | 0.0059662 | 0.008486 | 0.012717 | 0.022387 | 0.031389 | 0.054614 | 0.081906 | 0.3005
| SPS1 | CH | Heavy duty vehicles stock additions¦Hydrogen¦New fuel cell electric heavy duty vehicles | Thousand | 0 | 0.00019029 | 0.00012258 | 8.3167e-05 | 0.00028258 | 0.00016112 | 0.00021115 | 0.00015036 | 0.00018027 | 0.00023764 | 0.00015572 | 0.00017528
| SPS1 | CH | Heavy duty vehicles stock additions¦Motor Gasoline¦Total¦Existing gasoline heavy duty vehicles | Thousand | 0 | 0 | 0 | 0 | 0 | 0 | 0 | 0 | 0 | 0 | 0 | 0
| SPS1 | CH | Heavy duty vehicles stock additions¦Motor Gasoline¦Total¦New gasoline heavy duty vehicles | Thousand | 0 | 0 | 0 | 0 | 0 | 0 | 0 | 0 | 0 | 0 | 0 | 0
| SPS1 | CH | Heavy duty vehicles stock additions¦Motor Diesel¦Total¦Existing ICE diesel heavy duty vehicles | Thousand | 0 | 0 | 0 | 0 | 0 | 0 | 0 | 0 | 0 | 0 | 0 | 0
| SPS1 | CH | Heavy duty vehicles stock additions¦Motor Diesel¦Total¦New ICE diesel heavy duty vehicles | Thousand | 0 | 0.0021636 | 0.0084313 | 0.0092953 | 0.011657 | 0.010934 | 0.011657 | 0.012204 | 0.013308 | 0.01566 | 0.016991 | 0.024601
| SPS1 | CH | Heavy duty vehicles stock additions¦Motor Diesel¦Total¦New hybrid diesel heavy duty vehicles | Thousand | 0 | 9.4784 | 3.4735 | 29.0719 | 39.8076 | 17.08 | 42.4627 | 24.6512 | 37.1511 | 47.468 | 26.6544 | 43.1603
| SPS1 | CH | Heavy duty vehicles stock additions¦Motor Gas¦Total¦New ICE Gas heavy duty vehicles | Thousand | 0 | 0.00059108 | 0.0012551 | 0.007047 | 0.0076114 | 0.003295 | 0.0077375 | 0.0042313 | 0.0063567 | 0.007805 | 0.0041405 | 0.006658
| SPS1 | CH | Space and water heat boiler capacity additions in Residential sector | GWth/yr. | 0.00040915 | 0.75663 | 0.43565 | 0.32338 | 7.1449 | 3.2424 | 0.46291 | 6.4481 | 2.4788 | 0.62291 | 5.6372 | 1.7515
| SPS1 | CH | Space and water heat boiler capacity additions in Residential sector¦Space heating | GWth/yr. | 0.00040021 | 0.59881 | 0.15826 | 0.24596 | 6.1983 | 2.5639 | 0.32571 | 5.5759 | 1.8528 | 0.44268 | 4.7558 | 1.2054
| SPS1 | CH | Space and water heat boiler capacity additions in Residential sector¦Space heating¦Electricty | GWth/yr. | 3.2697e-06 | 0.30431 | 0.15042 | 0.16958 | 1.7664 | 0.78206 | 0.21256 | 1.5652 | 0.58554 | 0.27633 | 1.4724 | 0.6707
| SPS1 | CH | Space and water heat boiler capacity additions in Residential sector¦Space heating¦Electricty¦Electric boiler | GWth/yr. | 2.4566e-06 | 0.031369 | 9.7966e-06 | 8.7175e-06 | 0.24961 | 0.11941 | 0.043675 | 0.035617 | 0.0025032 | 0.027809 | 0.028866 | 0.0012702
| SPS1 | CH | Space and water heat boiler capacity additions in Residential sector¦Space heating¦Electricty¦Heat pump electric | GWth/yr. | 8.131e-07 | 0.27294 | 0.15041 | 0.16957 | 1.5167 | 0.66265 | 0.16889 | 1.5296 | 0.58303 | 0.24852 | 1.4436 | 0.66943
| SPS1 | CH | Space and water heat boiler capacity additions in Residential sector¦Space heating¦Oil | GWth/yr. | 0 | 1.0234e-06 | 1.2669e-06 | 1.5575e-06 | 1.5614 | 0.72703 | 2.7364e-06 | 1.1712 | 0.47717 | 9.5936e-06 | 0.56426 | 9.6977e-06
| SPS1 | CH | Space and water heat boiler capacity additions in Residential sector¦Space heating¦Oil¦Light fuel oil boiler | GWth/yr. | 0 | 1.0234e-06 | 1.2669e-06 | 1.5575e-06 | 1.5614 | 0.72703 | 2.7364e-06 | 1.1712 | 0.47717 | 9.5936e-06 | 0.56426 | 9.6977e-06
| SPS1 | CH | Space and water heat boiler capacity additions in Residential sector¦Space heating¦Gas | GWth/yr. | 8.6172e-07 | 0.22721 | 0.0017244 | 0.065259 | 2.3206 | 0.8101 | 0.081245 | 2.4114 | 0.59387 | 0.12677 | 2.3361 | 0.40822
| SPS1 | CH | Space and water heat boiler capacity additions in Residential sector¦Space heating¦Gas¦Gas boiler | GWth/yr. | 0 | 0.2272 | 6.1504e-06 | 0.065247 | 2.1292 | 0.64295 | 1.7485e-05 | 2.0184 | 0.39738 | 1.2476e-05 | 1.6514 | 0.20348
| SPS1 | CH | Space and water heat boiler capacity additions in Residential sector¦Space heating¦Gas¦Heat pump gas | GWth/yr. | 8.6172e-07 | 1.085e-05 | 0.0017183 | 1.1474e-05 | 0.1914 | 0.16715 | 0.081228 | 0.39302 | 0.1965 | 0.12676 | 0.6847 | 0.20474
| SPS1 | CH | Space and water heat boiler capacity additions in Residential sector¦Space heating¦Coal | GWth/yr. | 0 | 0 | 0 | 0 | 0 | 0 | 0 | 0 | 0 | 0 | 0 | 0
| SPS1 | CH | Space and water heat boiler capacity additions in Residential sector¦Space heating¦Coal¦Coal boiler | GWth/yr. | 0 | 0 | 0 | 0 | 0 | 0 | 0 | 0 | 0 | 0 | 0 | 0
| SPS1 | CH | Space and water heat boiler capacity additions in Residential sector¦Space heating¦Wood | GWth/yr. | 0.00015313 | 0.0083181 | 0.0058617 | 1.2251e-05 | 0.28061 | 0.12686 | 0.017018 | 0.15572 | 0.093321 | 0.0053152 | 0.12939 | 0.0093826
| SPS1 | CH | Space and water heat boiler capacity additions in Residential sector¦Space heating¦Wood¦Wood boiler | GWth/yr. | 0.00015313 | 0.0083181 | 0.0058617 | 1.2251e-05 | 0.28061 | 0.12686 | 0.017018 | 0.15572 | 0.093321 | 0.0053152 | 0.12939 | 0.0093826
| SPS1 | CH | Space and water heat boiler capacity additions in Residential sector¦Space heating¦Pellets | GWth/yr. | 9.0285e-05 | 0.035994 | 0.00010302 | 0.010977 | 0.17714 | 0.079525 | 0.014817 | 0.181 | 0.072673 | 0.02848 | 0.1713 | 0.082002
| SPS1 | CH | Space and water heat boiler capacity additions in Residential sector¦Space heating¦Pellets¦Pellets boiler | GWth/yr. | 9.0285e-05 | 0.035994 | 0.00010302 | 0.010977 | 0.17714 | 0.079525 | 0.014817 | 0.181 | 0.072673 | 0.02848 | 0.1713 | 0.082002
| SPS1 | CH | Space and water heat boiler capacity additions in Residential sector¦Space heating¦Solar | GWth/yr. | 0.00015266 | 0.02297 | 0.0001551 | 0.0001286 | 0.092226 | 0.038286 | 6.8748e-05 | 0.091365 | 0.030257 | 0.0057695 | 0.08227 | 0.03506
| SPS1 | CH | Space and water heat boiler capacity additions in Residential sector¦Space heating¦Solar¦Solar thermal | GWth/yr. | 0.00015266 | 0.02297 | 0.0001551 | 0.0001286 | 0.092226 | 0.038286 | 6.8748e-05 | 0.091365 | 0.030257 | 0.0057695 | 0.08227 | 0.03506
| SPS1 | CH | Space and water heat boiler capacity additions in Residential sector¦Space heating¦Hydrogen | GWth/yr. | 0 | 0 | 0 | 0 | 0 | 0 | 0 | 0 | 0 | 0 | 0 | 0
| SPS1 | CH | Space and water heat boiler capacity additions in Residential sector¦Space heating¦Hydrogen¦Hydrogen boiler | GWth/yr. | 0 | 0 | 0 | 0 | 0 | 0 | 0 | 0 | 0 | 0 | 0 | 0
| SPS1 | CH | Space and water heat boiler capacity additions in Residential sector¦Water heating | GWth/yr. | 8.9415e-06 | 0.15782 | 0.27739 | 0.077425 | 0.94665 | 0.6785 | 0.1372 | 0.87216 | 0.62598 | 0.18023 | 0.88142 | 0.54612
| SPS1 | CH | Space and water heat boiler capacity additions in Residential sector¦Water heating¦Electricty | GWth/yr. | 8.9415e-06 | 0.068088 | 0.092266 | 0.071702 | 0.44485 | 0.27299 | 0.098887 | 0.33168 | 0.29991 | 0.12755 | 0.26321 | 0.34533
| SPS1 | CH | Space and water heat boiler capacity additions in Residential sector¦Water heating¦Electricty¦Electric boiler | GWth/yr. | 6.6187e-06 | 0.03531 | 6.7795e-06 | 4.2209e-06 | 0.15024 | 0.098359 | 5.7526e-06 | 0.031899 | 2.1461e-05 | 0.0089259 | 0.019197 | 0.0005354
| SPS1 | CH | Space and water heat boiler capacity additions in Residential sector¦Water heating¦Electricty¦Heat pump electric | GWth/yr. | 2.3229e-06 | 0.032778 | 0.092259 | 0.071698 | 0.29461 | 0.17463 | 0.098881 | 0.29978 | 0.29989 | 0.11862 | 0.24402 | 0.34479
| SPS1 | CH | Space and water heat boiler capacity additions in Residential sector¦Water heating¦Oil | GWth/yr. | 0 | 6.991e-07 | 5.9147e-07 | 5.3537e-07 | 3.056e-06 | 0.00063705 | 1.7533e-05 | 0 | 0.00062764 | 0.00043036 | 1.6097e-05 | 0.0017078
| SPS1 | CH | Space and water heat boiler capacity additions in Residential sector¦Water heating¦Oil¦Light fuel oil boiler | GWth/yr. | 0 | 6.991e-07 | 5.9147e-07 | 5.3537e-07 | 3.056e-06 | 0.00063705 | 1.7533e-05 | 0 | 0.00062764 | 0.00043036 | 1.6097e-05 | 0.0017078
| SPS1 | CH | Space and water heat boiler capacity additions in Residential sector¦Water heating¦Gas | GWth/yr. | 0 | 6.0527e-06 | 0.18512 | 0.0057112 | 0.42077 | 0.30091 | 0.038111 | 0.47167 | 0.24038 | 0.045297 | 0.5364 | 0.15344
| SPS1 | CH | Space and water heat boiler capacity additions in Residential sector¦Water heating¦Gas¦Gas boiler | GWth/yr. | 0 | 2.1643e-06 | 0.18477 | 0.0057064 | 0.38681 | 0.24659 | 0.0055602 | 0.36508 | 0.17713 | 3.7805e-05 | 0.34536 | 0.087639
| SPS1 | CH | Space and water heat boiler capacity additions in Residential sector¦Water heating¦Gas¦Heat pump gas | GWth/yr. | 0 | 3.8885e-06 | 0.0003429 | 4.8809e-06 | 0.033955 | 0.054322 | 0.03255 | 0.10659 | 0.063242 | 0.045259 | 0.19104 | 0.065798
| SPS1 | CH | Space and water heat boiler capacity additions in Residential sector¦Water heating¦Coal | GWth/yr. | 0 | 0 | 0 | 0 | 0 | 0 | 0 | 0 | 0 | 0 | 0 | 0
| SPS1 | CH | Space and water heat boiler capacity additions in Residential sector¦Water heating¦Coal¦Coal boiler | GWth/yr. | 0 | 0 | 0 | 0 | 0 | 0 | 0 | 0 | 0 | 0 | 0 | 0
| SPS1 | CH | Space and water heat boiler capacity additions in Residential sector¦Water heating¦Wood | GWth/yr. | 0 | 0.0051194 | 8.095e-07 | 1.6502e-06 | 0.0055929 | 0.0090309 | 2.6321e-06 | 0.0017967 | 0.0070422 | 1.699e-05 | 0.002963 | 0.0021738
| SPS1 | CH | Space and water heat boiler capacity additions in Residential sector¦Water heating¦Wood¦Wood boiler | GWth/yr. | 0 | 0.0051194 | 8.095e-07 | 1.6502e-06 | 0.0055929 | 0.0090309 | 2.6321e-06 | 0.0017967 | 0.0070422 | 1.699e-05 | 0.002963 | 0.0021738
| SPS1 | CH | Space and water heat boiler capacity additions in Residential sector¦Water heating¦Pellets | GWth/yr. | 0 | 0.0019563 | 8.2131e-07 | 8.3191e-07 | 0.0055468 | 0.004156 | 0.00016904 | 0.0057394 | 0.0036098 | 0.00091888 | 0.0058525 | 0.0035424
| SPS1 | CH | Space and water heat boiler capacity additions in Residential sector¦Water heating¦Pellets¦Pellets boiler | GWth/yr. | 0 | 0.0019563 | 8.2131e-07 | 8.3191e-07 | 0.0055468 | 0.004156 | 0.00016904 | 0.0057394 | 0.0036098 | 0.00091888 | 0.0058525 | 0.0035424
| SPS1 | CH | Space and water heat boiler capacity additions in Residential sector¦Water heating¦Solar | GWth/yr. | 0 | 0.082652 | 2.5733e-06 | 8.6083e-06 | 0.069889 | 0.090775 | 1.356e-05 | 0.061273 | 0.074418 | 0.0060192 | 0.072976 | 0.039937
| SPS1 | CH | Space and water heat boiler capacity additions in Residential sector¦Water heating¦Solar¦Solar thermal | GWth/yr. | 0 | 0.082652 | 2.5733e-06 | 8.6083e-06 | 0.069889 | 0.090775 | 1.356e-05 | 0.061273 | 0.074418 | 0.0060192 | 0.072976 | 0.039937
| SPS1 | CH | Space and water heat boiler capacity additions in Residential sector¦Water heating¦Hydrogen | GWth/yr. | 0 | 0 | 0 | 0 | 0 | 0 | 0 | 0 | 0 | 0 | 0 | 0
| SPS1 | CH | Space and water heat boiler capacity additions in Residential sector¦Water heating¦Hydrogen¦Hydrogen boiler | GWth/yr. | 0 | 0 | 0 | 0 | 0 | 0 | 0 | 0 | 0 | 0 | 0 | 0
| SPS1 | CH | Process and space heating capacity additions in industry sectors | GWth/yr. | 0.00080502 | 0.3002 | 0.12047 | 0.22834 | 2.1432 | 1.1768 | 0.30434 | 2.0977 | 0.75143 | 0.64338 | 1.7778 | 0.77773
| SPS1 | CH | Process and space heating capacity additions in industry sectors¦Electricity | GWth/yr. | 0 | 0.22941 | 0.11705 | 0.17856 | 0.7565 | 0.53784 | 0.23141 | 0.73929 | 0.43748 | 0.39011 | 0.74844 | 0.4208
| SPS1 | CH | Process and space heating capacity additions in industry sectors¦Electricity¦Electric boiler | GWth/yr. | 0 | 0.21328 | 0.00063155 | 0.05581 | 0.57347 | 0.35702 | 0.10747 | 0.55702 | 0.26792 | 0.15608 | 0.54544 | 0.27368
| SPS1 | CH | Process and space heating capacity additions in industry sectors¦Electricity¦Heat pump electric | GWth/yr. | 0 | 0.016129 | 0.11642 | 0.12275 | 0.18303 | 0.18082 | 0.12394 | 0.18227 | 0.16956 | 0.23403 | 0.203 | 0.14712
| SPS1 | CH | Process and space heating capacity additions in industry sectors¦Oil | GWth/yr. | 0.00080502 | 0.0094795 | 7.3167e-05 | 6.7111e-05 | 0.16298 | 0.0026521 | 9.5824e-05 | 0.017785 | 0.00066257 | 0.00018989 | 0.014802 | 0.0041321
| SPS1 | CH | Process and space heating capacity additions in industry sectors¦Oil¦Light fuel boiler | GWth/yr. | 0 | 0.0094439 | 4.3729e-05 | 4.3052e-05 | 0.16287 | 0.0026069 | 4.5304e-05 | 0.017785 | 0.00066255 | 0.00018987 | 0.014802 | 0.0041321
| SPS1 | CH | Process and space heating capacity additions in industry sectors¦Oil¦Heavy fuel boiler | GWth/yr. | 0.00080502 | 3.5573e-05 | 2.9438e-05 | 2.406e-05 | 0.00010615 | 4.5143e-05 | 5.052e-05 | 2.0617e-08 | 2.0046e-08 | 1.1314e-08 | 2.2595e-08 | 1.6825e-08
| SPS1 | CH | Process and space heating capacity additions in industry sectors¦Gas | GWth/yr. | 0 | 0.00043795 | 0.0031873 | 0.0063042 | 0.82644 | 0.38088 | 0.0059689 | 0.83995 | 0.078696 | 0.13176 | 0.62641 | 0.08903
| SPS1 | CH | Process and space heating capacity additions in industry sectors¦Gas¦Gas boiler | GWth/yr. | 0 | 2.5807e-05 | 6.5601e-05 | 2.4871e-05 | 0.82412 | 0.37585 | 6.49e-05 | 0.83725 | 0.074251 | 0.0013708 | 0.62285 | 0.084975
| SPS1 | CH | Process and space heating capacity additions in industry sectors¦Gas¦Heat pump gas | GWth/yr. | 0 | 0.00041214 | 0.0031217 | 0.0062793 | 0.0023244 | 0.0050355 | 0.005904 | 0.0026947 | 0.004445 | 0.13039 | 0.0035568 | 0.0040542
| SPS1 | CH | Process and space heating capacity additions in industry sectors¦Gas¦Biogas boiler | GWth/yr. | 0 | 0.013581 | 0.010847 | 0.050453 | 0.09774 | 0.1885 | 0.00049419 | 0.16635 | 0.14402 | 0.035613 | 0.20253 | 0.15432
| SPS1 | CH | Process and space heating capacity additions in industry sectors¦Coal | GWth/yr. | 0 | 1.3911e-05 | 1.8583e-05 | 1.7566e-05 | 9.7231e-05 | 5.407e-05 | 6.6456e-05 | 0.00027545 | 3.252e-05 | 0.00021637 | 7.0435e-05 | 0.00025303
| SPS1 | CH | Process and space heating capacity additions in industry sectors¦Coal¦Coal boiler | GWth/yr. | 0 | 1.3911e-05 | 1.8583e-05 | 1.7566e-05 | 9.7231e-05 | 5.407e-05 | 6.6456e-05 | 0.00027545 | 3.252e-05 | 0.00021637 | 7.0435e-05 | 0.00025303
| SPS1 | CH | Process and space heating capacity additions in industry sectors¦Wood | GWth/yr. | 0 | 0.052993 | 3.3502e-05 | 0.036301 | 0.27756 | 0.14324 | 0.062316 | 0.34422 | 0.1609 | 0.088927 | 0.22559 | 0.1852
| SPS1 | CH | Process and space heating capacity additions in industry sectors¦Wood¦Wood boiler | GWth/yr. | 0 | 0.052993 | 3.3502e-05 | 0.036301 | 0.27756 | 0.14324 | 0.062316 | 0.34422 | 0.1609 | 0.088927 | 0.22559 | 0.1852
| SPS1 | CH | Process and space heating capacity additions in industry sectors¦Pellets | GWth/yr. | 0 | 0.0052079 | 9.1461e-05 | 0.0069834 | 0.024204 | 0.010411 | 0.0040509 | 0.025659 | 0.0090629 | 0.0041039 | 0.026012 | 0.010942
| SPS1 | CH | Process and space heating capacity additions in industry sectors¦Pellets¦Pellet boiler | GWth/yr. | 0 | 0.0052079 | 9.1461e-05 | 0.0069834 | 0.024204 | 0.010411 | 0.0040509 | 0.025659 | 0.0090629 | 0.0041039 | 0.026012 | 0.010942
| SPS1 | CH | Process and space heating capacity additions in industry sectors¦Wastes | GWth/yr. | 0 | 1.4132e-05 | 1.6361e-05 | 1.6193e-05 | 0.086414 | 0.097682 | 0.00033346 | 0.11852 | 0.059233 | 0.019531 | 0.12423 | 0.061879
| SPS1 | CH | Process and space heating capacity additions in industry sectors¦Wastes¦Wastes boiler | GWth/yr. | 0 | 1.4132e-05 | 1.6361e-05 | 1.6193e-05 | 0.086414 | 0.097682 | 0.00033346 | 0.11852 | 0.059233 | 0.019531 | 0.12423 | 0.061879
| SPS1 | CH | Process and space heating capacity additions in industry sectors¦Solar | GWth/yr. | 0 | 0.0026378 | 1.6706e-06 | 9.4218e-07 | 0.0085653 | 0.0039021 | 6.3663e-06 | 0.0085896 | 0.003304 | 0.00063786 | 0.0081181 | 0.0039146
| SPS1 | CH | Process and space heating capacity additions in industry sectors¦Solar¦Solar thermal | GWth/yr. | 0 | 0.0026378 | 1.6706e-06 | 9.4218e-07 | 0.0085653 | 0.0039021 | 6.3663e-06 | 0.0085896 | 0.003304 | 0.00063786 | 0.0081181 | 0.0039146
| SPS1 | CH | Process and space heating capacity additions in industry sectors¦Hydrogen | GWth/yr. | 0 | 0 | 0 | 9.0218e-05 | 0.00042267 | 0.00014687 | 8.669e-05 | 0.0034679 | 0.0020516 | 0.0079037 | 0.0040897 | 0.0015867
| SPS1 | CH | Process and space heating capacity additions in industry sectors¦Hydrogen¦Hydrogen boiler | GWth/yr. | 0 | 0 | 0 | 9.0218e-05 | 0.00042267 | 0.00014687 | 8.669e-05 | 0.0034679 | 0.0020516 | 0.0079037 | 0.0040897 | 0.0015867
| SPS1 | CH | Space water and process heat boiler capacity additions in Services sectors | GWth/yr. | 6.0225e-05 | 0.071254 | 0.11644 | 0.01604 | 2.7508 | 1.4211 | 0.036035 | 2.364 | 1.0173 | 0.14171 | 2.1804 | 0.94169
| SPS1 | CH | Space water and process heat boiler capacity additions in Services sectors¦Electricity | GWth/yr. | 2.5057e-06 | 3.3241e-06 | 0.11181 | 1.4118e-05 | 0.35604 | 0.21899 | 0.035872 | 0.36719 | 0.23155 | 0.10291 | 0.42767 | 0.26397
| SPS1 | CH | Space water and process heat boiler capacity additions in Services sectors¦Electricity¦Electric boiler | GWth/yr. | 2.3644e-06 | 2.503e-06 | 0.11181 | 1.2161e-05 | 0.035705 | 0.075431 | 5.802e-05 | 0.007273 | 0.064976 | 0.0058349 | 0.029149 | 0.044057
| SPS1 | CH | Space water and process heat boiler capacity additions in Services sectors¦Electricity¦Heat pump electric | GWth/yr. | 1.4136e-07 | 8.2107e-07 | 1.0897e-06 | 1.9569e-06 | 0.32033 | 0.14356 | 0.035814 | 0.35992 | 0.16658 | 0.097078 | 0.39852 | 0.21992
| SPS1 | CH | Space water and process heat boiler capacity additions in Services sectors¦Oil | GWth/yr. | 1.7502e-06 | 1.3026e-06 | 1.8066e-06 | 1.9387e-06 | 0.60195 | 0.31007 | 3.1207e-06 | 0.55469 | 1.0461e-05 | 1.016e-05 | 0.18985 | 4.2543e-05
| SPS1 | CH | Space water and process heat boiler capacity additions in Services sectors¦Oil¦Light fuel boiler | GWth/yr. | 1.7502e-06 | 1.3026e-06 | 1.8066e-06 | 1.9387e-06 | 0.60195 | 0.31007 | 3.1207e-06 | 0.55469 | 1.0461e-05 | 1.016e-05 | 0.18985 | 4.2543e-05
| SPS1 | CH | Space water and process heat boiler capacity additions in Services sectors¦Gas | GWth/yr. | 6.7538e-06 | 9.5597e-05 | 0.0046118 | 2.6294e-05 | 1.4431 | 0.74923 | 0.00012469 | 1.2267 | 0.6731 | 0.016801 | 1.3444 | 0.57283
| SPS1 | CH | Space water and process heat boiler capacity additions in Services sectors¦Gas¦Gas boiler | GWth/yr. | 2.8402e-07 | 1.8876e-06 | 2.4978e-06 | 2.7338e-06 | 1.3422 | 0.70665 | 4.4343e-06 | 1.0991 | 0.6505 | 0.012921 | 1.1063 | 0.52373
| SPS1 | CH | Space water and process heat boiler capacity additions in Services sectors¦Gas¦Heat pump gas | GWth/yr. | 1.8134e-06 | 7.1448e-05 | 0.00018283 | 5.0611e-06 | 0.00078291 | 0.0019313 | 0.00010991 | 4.9553e-05 | 0.0031407 | 0.0015162 | 4.6424e-05 | 0.012075
| SPS1 | CH | Space water and process heat boiler capacity additions in Services sectors¦Gas¦Biogas boiler | GWth/yr. | 4.6564e-06 | 2.2262e-05 | 0.0044265 | 1.8499e-05 | 0.10012 | 0.040651 | 1.0342e-05 | 0.12761 | 0.019463 | 0.002363 | 0.23811 | 0.037019
| SPS1 | CH | Space water and process heat boiler capacity additions in Services sectors¦Wood | GWth/yr. | 1.582e-05 | 0.04036 | 2.6633e-06 | 6.4916e-06 | 0.14306 | 0.037173 | 1.7599e-06 | 3.7329e-05 | 0.029152 | 0.0050311 | 0.0086077 | 0.018685
| SPS1 | CH | Space water and process heat boiler capacity additions in Services sectors¦Wood¦Wood boiler | GWth/yr. | 1.582e-05 | 0.04036 | 2.6633e-06 | 6.4916e-06 | 0.14306 | 0.037173 | 1.7599e-06 | 3.7329e-05 | 0.029152 | 0.0050311 | 0.0086077 | 0.018685
| SPS1 | CH | Space water and process heat boiler capacity additions in Services sectors¦Pellets | GWth/yr. | 3.0573e-06 | 0.022025 | 5.1138e-06 | 0.01586 | 0.13468 | 0.077448 | 3.8029e-06 | 0.14249 | 0.059643 | 0.0045731 | 0.13537 | 0.057062
| SPS1 | CH | Space water and process heat boiler capacity additions in Services sectors¦Pellets¦Pellet boiler | GWth/yr. | 3.0573e-06 | 0.022025 | 5.1138e-06 | 0.01586 | 0.13468 | 0.077448 | 3.8029e-06 | 0.14249 | 0.059643 | 0.0045731 | 0.13537 | 0.057062
| SPS1 | CH | Space water and process heat boiler capacity additions in Services sectors¦Solar | GWth/yr. | 3.0338e-05 | 0.008769 | 3.6624e-06 | 8.5945e-06 | 0.071744 | 0.028121 | 1.2434e-05 | 0.071754 | 0.023808 | 0.0043444 | 0.066617 | 0.029013
| SPS1 | CH | Space water and process heat boiler capacity additions in Services sectors¦Solar¦Solar thermal | GWth/yr. | 3.0338e-05 | 0.008769 | 3.6624e-06 | 8.5945e-06 | 0.071744 | 0.028121 | 1.2434e-05 | 0.071754 | 0.023808 | 0.0043444 | 0.066617 | 0.029013
| SPS1 | CH | Space water and process heat boiler capacity additions in Services sectors¦Hydrogen | GWth/yr. | 0 | 0 | 0 | 0.00012236 | 0.00016813 | 0.00011268 | 1.6565e-05 | 0.0011271 | 2.0975e-05 | 0.0080375 | 0.0078549 | 8.3694e-05
| SPS1 | CH | Space water and process heat boiler capacity additions in Services sectors¦Hydrogen¦Hydrogen boiler | GWth/yr. | 0 | 0 | 0 | 0.00012236 | 0.00016813 | 0.00011268 | 1.6565e-05 | 0.0011271 | 2.0975e-05 | 0.0080375 | 0.0078549 | 8.3694e-05
| SPS1 | CH | Domestic hydrogen production capacity additions | GW-H2/yr. | 0.00034645 | 9.5886e-06 | 8.5614e-06 | 0.00025611 | 0.0017046 | 0.0018379 | 0.00044787 | 0.014503 | 0.00084526 | 0.037222 | 0.017474 | 0.019426
| SPS1 | CH | Domestic hydrogen production capacity additions¦Electricity | GW-H2/yr. | 0.00034645 | 9.5886e-06 | 8.5614e-06 | 0.00025493 | 0.0017028 | 0.0018358 | 0.00044451 | 0.013872 | 0.0008358 | 0.036923 | 0.017453 | 0.017605
| SPS1 | CH | Domestic hydrogen production capacity additions¦Electricity¦PEM electrolysis small-medium scale | GW-H2/yr. | 0.00034645 | 9.5886e-06 | 8.5614e-06 | 0.00024097 | 0.0016131 | 0.0010183 | 0.00010737 | 0.012705 | 0.00075799 | 0.035261 | 0.017419 | 0.014513
| SPS1 | CH | Domestic hydrogen production capacity additions¦Electricity¦PEM electrolysis large scale | GW-H2/yr. | 0 | 0 | 0 | 1.3963e-05 | 8.9643e-05 | 0.00014385 | 5.6546e-05 | 8.0506e-05 | 3.7532e-05 | 0.00020396 | 1.2141e-05 | 0.00033239
| SPS1 | CH | Domestic hydrogen production capacity additions¦Electricity¦SOEC electrolysis | GW-H2/yr. | 0 | 0 | 0 | 0 | 0 | 0.0006737 | 0.00028059 | 0.0010866 | 4.0284e-05 | 0.0014574 | 2.1575e-05 | 0.0027595
| SPS1 | CH | Domestic hydrogen production capacity additions¦Gas | GW-H2/yr. | 0 | 0 | 0 | 1.1789e-06 | 1.7791e-06 | 2.1263e-06 | 3.3594e-06 | 0.00025636 | 5.7101e-06 | 0.00013164 | 1.108e-05 | 0.00047988
| SPS1 | CH | Domestic hydrogen production capacity additions¦Gas¦SMR-ATR Reforming | GW-H2/yr. | 0 | 0 | 0 | 1.1789e-06 | 1.7791e-06 | 2.1263e-06 | 3.3594e-06 | 0.00025636 | 5.7101e-06 | 0.00013164 | 1.108e-05 | 0.00047988
| SPS1 | CH | Domestic hydrogen production capacity additions¦Gas¦SMR-ATR Reforming CCS | GW-H2/yr. | 0 | 0 | 0 | 0 | 0 | 0 | 0 | 0 | 0 | 0 | 0 | 0
| SPS1 | CH | Domestic hydrogen production capacity additions¦Wood | GW-H2/yr. | 0 | 0 | 0 | 0 | 0 | 0 | 0 | 0.00037465 | 3.7466e-06 | 0.00016793 | 1.0122e-05 | 0.0013412
| SPS1 | CH | Domestic hydrogen production capacity additions¦Wood¦Gasification | GW-H2/yr. | 0 | 0 | 0 | 0 | 0 | 0 | 0 | 0.00037465 | 3.7466e-06 | 0.00016793 | 1.0122e-05 | 0.0013412
| SPS1 | CH | Domestic hydrogen production capacity additions¦Wood¦Gasification CCS | GW-H2/yr. | 0 | 0 | 0 | 0 | 0 | 0 | 0 | 0 | 0 | 0 | 0 | 0
| SPS1 | CH | Other fuel synthesis capacity additions | GW-output/yr.
| SPS1 | CH | Other fuel synthesis capacity additions¦Domestic biodiesel production¦Wood¦Fischer Tropsch | GW-output/yr. | 4.4129e-07 | 2.9189e-07 | 3.5193e-07 | 3.5087e-07 | 3.4269e-05 | 3.0867e-05 | 1.7698e-05 | 0.0011039 | 0.01326 | 0.0091524 | 0.063706 | 0.019115
| SPS1 | CH | Other fuel synthesis capacity additions¦Domestic biodiesel production¦Wood¦Fischer Tropsch CCS | GW-output/yr. | 0 | 0 | 0 | 0 | 0 | 0 | 0 | 0 | 0 | 0 | 0 | 0
| SPS1 | CH | Other fuel synthesis capacity additions¦Domestic ethanol production¦Wood¦Ethanol reactor | GW-output/yr. | 0.0049962 | 3.1025e-07 | 3.8113e-07 | 3.224e-07 | 2.7856e-06 | 1.494e-05 | 1.9203e-05 | 3.5627e-05 | 2.2049e-06 | 5.5848e-05 | 8.4599e-06 | 0.0001421
| SPS1 | CH | Other fuel synthesis capacity additions¦Domestic ethanol production¦Wood¦Ethanol reactor with CCS | GW-output/yr. | 0 | 0 | 0 | 0 | 0 | 0 | 0 | 0 | 0 | 0 | 0 | 0
| SPS1 | CH | Other fuel synthesis capacity additions¦Domestic biogas production¦Manure¦Fermentation | GW-output/yr. | 0.050849 | 0.11128 | 0.00027059 | 4.8187e-06 | 1.2724e-05 | 0.072641 | 0.089725 | 7.1863e-05 | 0.0096174 | 0.063027 | 0.089723 | 9.4798e-05
| SPS1 | CH | Other fuel synthesis capacity additions¦Domestic biogas production¦Wastes¦Renewable¦Gasification | GW-output/yr. | 0.0040999 | 0.0052325 | 2.5993e-06 | 0.072849 | 0.11685 | 0.015983 | 0.02194 | 0.043687 | 0.083494 | 0.049333 | 0.021937 | 0.043656
| SPS1 | CH | Other fuel synthesis capacity additions¦Domestic biogas production¦Wastes¦Renewable¦Gasification CCS | GW-output/yr. | 0 | 0 | 0 | 0 | 0 | 0 | 0 | 0 | 0 | 0 | 0 | 0
| SPS1 | CH | Other fuel synthesis capacity additions¦Domestic biogas production¦Wastes¦Renewable¦Hydrothermal gasification | GW-output/yr. | 0 | 0 | 0 | 0 | 0 | 4.5947e-05 | 2.7652e-06 | 1.0137e-05 | 1.5229e-06 | 5.613e-05 | 1.286e-06 | 7.0508e-05
| SPS1 | CH | Other fuel synthesis capacity additions¦Domestic biogas production¦Wastes¦Renewable¦Hydrothermal gasification CCS | GW-output/yr. | 0 | 0 | 0 | 0 | 0 | 0 | 0 | 0 | 0 | 0 | 0 | 0
| SPS1 | CH | Other fuel synthesis capacity additions¦Domestic biogas production¦Wood¦Gasification | GW-output/yr. | 1.3667e-06 | 3.3958e-05 | 2.4715e-06 | 9.1294e-07 | 2.7202e-05 | 8.869e-06 | 2.2051e-05 | 3.4565e-05 | 2.7183e-06 | 5.016e-05 | 7.6931e-06 | 0.00013624
| SPS1 | CH | Other fuel synthesis capacity additions¦Domestic biogas production¦Wood¦Gasification CCS | GW-output/yr. | 0 | 0 | 0 | 0 | 0 | 0 | 0 | 0 | 0 | 0 | 0 | 0
| SPS1 | CH | Other fuel synthesis capacity additions¦Biomethane production from biogas upgrade | GW-output/yr. | 0.014347 | 0.070471 | 8.397e-07 | 7.6232e-07 | 0.014852 | 0.039958 | 0.049274 | 9.3808e-05 | 0.015631 | 0.039217 | 0.049273 | 0.00030493
| SPS1 | CH | Other fuel synthesis capacity additions¦Domestic wood to pellet production¦Pellets | GW-output/yr. | 0.16152 | 0.050995 | 6.1748e-06 | 0.00077207 | 0.16932 | 0.19612 | 0.09791 | 0.0072429 | 0.14297 | 0.22206 | 0.092298 | 0.00027633
| SPS1 | CH | Other fuel synthesis capacity additions¦Domestic PtG and PtL production¦PtG¦PtG gas | GW-output/yr. | 0 | 0 | 0 | 1.4595e-06 | 2.2123e-06 | 2.4305e-06 | 2.9643e-06 | 3.193e-06 | 2.5533e-06 | 1.3637e-06 | 1.9141e-06 | 6.0747e-06
| SPS1 | CH | Other fuel synthesis capacity additions¦Domestic PtG and PtL production¦PtL¦PtL Diesel | GW-output/yr. | 0 | 0 | 0 | 1.8722e-06 | 2.9634e-06 | 2.7517e-06 | 3.3162e-06 | 3.7854e-06 | 4.0637e-06 | 1.8834e-06 | 2.6063e-06 | 9.0431e-06
| SPS1 | CH | Other fuel synthesis capacity additions¦Domestic PtG and PtL production¦PtL¦PtL Gasoline | GW-output/yr. | 0 | 0 | 0 | 1.7199e-06 | 2.7035e-06 | 2.5054e-06 | 3.0008e-06 | 3.3929e-06 | 3.6406e-06 | 1.6904e-06 | 2.35e-06 | 8.1521e-06

## check
| 2020 | 2022 | 2025 | 2030 | 2040 | 2050
Final energy consumption | 695.7499 | 686.3933 | 683.6 | 647.5045 | 618.7243 | 607.8249
Industry | 142.2174 | 141.1266 | 142.8806 | 144.1503 | 145.389 | 146.2802
Services | 140.1011 | 139.6646 | 141.5896 | 139.7534 | 135.8187 | 132.4292
Residential | 217.2263 | 218.0907 | 216.0658 | 215.2744 | 213.9329 | 210.8232
Transport | 196.2052 | 187.5113 | 183.0639 | 148.3264 | 123.5837 | 118.2924
Fuel input to energy conversion and DAC | 509.4795 | 501.0534 | 507.8822 | 543.3134 | 504.4982 | 436.8241
Electricity and heat | 493.4943 | 476.7491 | 483.9324 | 520.8709 | 482.0457 | 414.6295
Biofuel production | 15.9801 | 24.2972 | 23.9428 | 22.4275 | 22.4067 | 22.1333
Hydrogen production | 0.0050492 | 0.007114 | 0.0070408 | 0.015038 | 0.045867 | 0.061347
DAC | 0 | 0 | 0 | 0 | 0 | 0
Total Primary energy consumption | 962.4455 | 962.3778 | 924.5476 | 897.8388 | 835.3276 | 775.6939
Domestic production | 299.9969 | 295.4875 | 331.3996 | 364.5289 | 375.6789 | 381.6116
Imports | 779.6187 | 702.6993 | 657.5816 | 613.623 | 524.096 | 437.0486
Exports | 117.17 | 35.809 | 64.4336 | 80.3132 | 64.4473 | 42.9663