## Variable_List
Variable | Description | Unit | Comment
Primary Production | Domestic primary production of resources | PJ/yr.
Imports | Imports of energy carriers | PJ/yr.
Exports | Exports of energy carriers | PJ/yr.
Electricity generation | Domestic electricity generation | PJ/yr.
Heat generation from CHPs and heat plants | Domestic heat production from CHPs (District heating CHPs or onsite CHPs) and heat plants | PJ/yr.
Fuel input for electricity generation | Fuel input allocated to domestic electricity generation only | PJ/yr.
Fuel input for heat generation from CHPs and heat plants | Fuel input allocated to domestic heat production from CHPs and heat plants only | PJ/yr.
Efficiency of power plants (electric) | Average annual efficiency of power plants and CHPs for electricity production only | % | The thermal efficiency of CHPs can be inferred from the Heat to Electricity production ratio, but it can also be provided; the average efficiency differs from the technical efficiency as it includes efficiency losses due to part load operation
Efficiency of heat plants (thermal) | Average annual efficiency of heat plants | % | It is the annual marketed efficiency including part load efficiency losses and differs from the full load nominal technical efficiency; for heat pumps refers to COP
Domestic biodiesel production | Domestic production of biodiesel | PJ/yr.
Heat from domestic biodiesel production | Heat produced as byproduct from biodiesel production and fed into the district heating network | PJ/yr.
Fuel input for domestic biodiesel production | Fuel input for the domestic production of biodiesel | PJ/yr.
Efficiency for domestic biodiesel production | Average annual efficiency for biodiesel and heat production | %
Domestic ethanol production | Domestic production of ethanol | PJ/yr.
Fuel input for domestic ethanol production | Fuel input for the domestic production of ethanol | PJ/yr.
Efficiency for domestic ethanol production | Average annual efficiency for domestic production of ethanol | %
Domestic biogas production | Domestic production of biogas and biogenic syngas | PJ/yr.
Electricity from domestic biogas production | Electriicty produced as byproduct from biogas production and fed into the grid | PJ/yr.
Heat from domestic biogas production | Heat produced as byproduct from biogas production and fed into the district heating network | PJ/yr.
Fuel input for domestic biogas production | Fuel input for domestic biogas production | PJ/yr.
Efficiency for domestic biogas production | Average annual efficiency for biogas production (accounting for byproduct production) | %
Domestic hydrogen production | Domestic hydrogen production | PJ/yr.
Fuel input for hydrogen production | Fuel input for deomstic hydrogen production | PJ/yr.
Efficiency for hydrogen production | Average annual efficiency for hydrogen production | % | Including losses due to part load operation
Biomethane production from biogas upgrade | Production of domestic biomethane from biogas | PJ/yr. | One technology only fuel output is biomethane
Fuel input for biogas upgrade to biomethane | Use of biogas for upgrade to biomethane | PJ/yr. | One technology only fuel input is biogas
Efficiency for biomethane production from biogas upgrade | Average annual efficiency of biogas to biomethane upgrade | PJ/yr. | One technology only fuel input is biogas, fuel output is biomethane
Domestic PtG and PtL production | Domestic production of power-to-gas and power-to-liquids | PJ/yr.
Fuel input for domestic PtG and PtL production | Fuel used for domestic PtG and PtL production (excl. CO2) | PJ/yr.
Efficiency for domestic PtG and PtL production | Average annual efficiency for PtG and PtL processes (excl. CO2 consumption) | %
CO2 input for domestic PtG and PtL production | CO2 input for domestic PtG and PtL production | Mt/yr. | The distinction of the source of CO2 (biogenic or fossil) is also provided and can be proportionally allocated to the technologies for PtG and PtL
Domestic wood to pellet production | Wood conversion to pellet domestic production output | PJ/yr. | One technology only , input is wood output is pellet
Fuel input for wood to pellet production | Wood conversion to pellet domestic production - input wood required | PJ/yr. | One technology only , input is wood output is pellet
Efficiency for wood to pellet production | Average annual efficiency of wood to pellet conversion | %
Fuel consumption in industry sectors | Fuel consumption in industry by fuel and technology | PJ/yr. | This unfortunately it will change when the new industrial sectors will be integrated into STEM
Process and space heating production in industry sectors | Energy service demand provided in the form of process and space heating in industry | PJ/yr. | This unfortunately it will change when the new industrial sectors will be integrated into STEM
Efficiency in industry sectors | Boilers efficiency and COP of heat pumps in the industrial sectors | % | This unfortunately it will change when the new industrial sectors will be integrated into STEM
Fuel consumption in Services sectors | Fuel consumption in services sectors by fuel and technology | PJ/yr.
Space water and process heat production in Services sectors | Production of energy service demand for space, water and process heat in Services sectors | PJ/yr.
Efficiency in Services sectors | Boilers efficiency and COP of heat pumps in the Services sectors | %
Fuel consumption in Residential sector | Fuel consumption for residential space and water heating (differentiated) by fuel and technology | PJ/yr.
Space and water heat production in Residential sector | Space and water heat production by technology in residential sectors | PJ/yr.
Efficiency in Residential sector | Average annual efficiency of residential boilers including part load lossess | %
Fuel consumption in cars | Fuel consumption in cars | PJ/yr. | The alternative fuels consumption is provided for totals but it can be proportionally allocated to cars
Cars mileage | Annual km driven by cars per car type and fuel | billion km/yr.
Cars efficiency | Average annual efficiency across all the stock of the same car type | km/MJ | Some extreme values are artefacts from the solution (very small numbers close to zero in consumption or mileage or both)
Fuel consumption in urban buses | Fuel consumption in urban buses (not trolleybuses) | PJ/yr.
Urban buses mileage | Annual km driven per urban bus type and fuel | billion km/yr. | Some extreme values are artefacts from the solution (very small numbers close to zero in consumption or mileage or both)
Urban buses efficiency | Average annual efficiency across all the stock of the same urban bus type | km/MJ
Fuel consumption in coaches | Fuel consumption in coaches | PJ/yr.
Coaches mileage | Annual km driven per coach type and fuel | billion km/yr. | Some extreme values are artefacts from the solution (very small numbers close to zero in consumption or mileage or both)
Coaches efficiency | Average annual efficiency across all the stock of the same coach type | km/MJ
Fuel consumption in trolleybuses | Fuel consumption in trolleybuses | PJ/yr.
Trolleybuses mileage | Annual km driven by trolleybus type and fuel | billion km/yr.
Trolleybuses efficiency | Average annual efficiency across all the stock of the same trolleybus type | km/MJ
Fuel consumption in trams | Fuel consumption in trams | PJ/yr.
Trams mileage | Annual km driven by trams and fuel | billion km/yr.
Trams efficiency | Average annual efficiency across all the stock of the same tram type | km/MJ
Fuel consumption in motorised two wheelers | Fuel consumption in two wheelers by fuel and size | PJ/yr.
Motorised two wheelers mileage | Annual km driven by type and fuel | billion km/yr.
Motorised two wheelers efficiency | Average annual efficiency across all the stock of the same two wheelers type | km/MJ
Fuel consumption in light duty vehicles | Fuel consumption in light duty vehicles by fuel and size | PJ/yr.
Light duty vehicles mileage | Annual km driven by type and fuel | billion km/yr.
Light duty vehicles efficiency | Average annual efficiency across all the stock of the same light duty vehicles type | km/MJ
Fuel consumption in heavy duty vehicles | Fuel consumption in heavy duty vehicles by fuel and size | PJ/yr.
Heavy duty vehicles mileage | Annual km driven by type and fuel | billion km/yr.
Heavy duty vehicles efficiency | Average annual efficiency across all the stock of the same heavy duty vehicles type | km/MJ
Fuel consumption in other transport | Fuel consumption in other transport | PJ/yr.
Other transport mileage | Annual km driven in other transprot | billion km/yr. or PJ/yr.
Other transport efficiency | Average annual efficiency across all the stock of the same other transport type | km/MJ or %
Direct CO2 emissions from fuel combustion and industrial processes | Direct CO2 emissions from fuel combustion and industrial processes | Mt/yr.
CO2 storage and utilisation | Quantities of CO2 domestically stored or utilised, or exported | Mt/yr.
Direct air capture | Consumption for DAC (electricity, heat) and CO2 captured from DAC | PJ/yr.
Primary Energy Consumption | Total domestic energy consumption (= production + imports - exports) | PJ/yr.
Electricity generation capacity | Net install electricity and CHP generatoin capacity | GWe/yr.
Space heating boiler capacity in Residential sector | Capacity of boilers and heat pumps in the residential sector for space heating | GWth/yr.
Process and space heating capacity in industry sectors | Capacity of industrial boilers and heat pumps for process and space heating production | GWth/yr.
Space water and process heat boiler capacity in Services sectors | Capacity of boilers and heat pumps for process and space heating production in services sector | GWth/yr.
Cars stock | Stock of cars per engine type and size | Million
Urban buses stock | Stock of urban buses per engine type and size | Thousands
Coaches stock | Stock of coaches per engine type and size | Thousands
Light duty vehicles stock | Stock of light duty vehicles per engine type | Thousands
Heavy duty vehicles stock | Stock of trucks (heavy duty vehicles) per engine type | Thousands
Domestic hydrogen production capacity | Domestic hydrogen producton capacity by technology | GW-H2/yr.
Other fuel synthesis capacity | Production capacity for synthetic fuels (biogenic or e-fuels) in terms of output product | GW-output/yr.
Electricity generation capacity additions | Newly installed capacity for electricity generation (incl. CHPs) - the capacity additions are reported for the whole period represented under the milestone year | GWe/yr.
Cars stock additions additions | New car registrations - the number in a year is cummulative registrations for the period represented under this year | Million
Urban buses stock additions | New urban buses registrations - the number in a year is cummulative registrations for the period represented under this year | Million
Coaches stock additions | New coaches registrations - the number in a year is cummulative registrations for the period represented under this year
Light duty vehicles stock additions | New light duty vehicle registrations - the number in a year is cummulative registrations for the period represented under this year
Heavy duty vehicles stock additions | New heavy duty vehicle registrations - the number in a year is cummulative registrations for the period represented under this year
Space and water heat boiler capacity additions in Residential sector | Newly installed capacity - the capacity additions are reported for the whole period represented under the milestone year | GWth/yr.
Process and space heating capacity additions in industry sectors | Newly installed capacity - the capacity additions are reported for the whole period represented under the milestone year | GWth/yr.
Space water and process heat boiler capacity additions in Services sectors | Newly installed capacity - the capacity additions are reported for the whole period represented under the milestone year | GWth/yr.
Domestic hydrogen production capacity additions | Newly installed capacity - the capacity additions are reported for the whole period represented under the milestone year | GW-H2/yr.
Other fuel synthesis capacity additions | Newly installed capacity - the capacity additions are reported for the whole period represented under the milestone year | GW-output/yr.

## SPS1
Model | Scenario | Region | Variable | Unit | 2020 | 2022 | 2025 | 2030 | 2035 | 2040 | 2045 | 2050 | 2055 | 2060 | 2065 | 2070
STEM | SPS1 | CH | Primary Production | PJ/yr. | 299.9838 | 295.492 | 331.4469 | 365.4735 | 376.6739 | 382.651 | 387.5007 | 393.7049 | 398.5609 | 404.5034 | 410.4621 | 415.7712
STEM | SPS1 | CH | Primary Production¦Wood | PJ/yr. | 44.9724 | 48.1905 | 48.1905 | 48.1905 | 48.191 | 48.191 | 48.191 | 48.191 | 48.191 | 48.191 | 48.191 | 48.191
STEM | SPS1 | CH | Primary Production¦Wood¦Waste wood | PJ/yr. | 11.1119 | 11.9529 | 13.2144 | 15.3169 | 15.8491 | 16.2664 | 16.6117 | 16.957 | 17.0158 | 17.0745 | 17.1333 | 17.1921
STEM | SPS1 | CH | Primary Production¦Wood¦Wood residues | PJ/yr. | 7.5117 | 7.5431 | 7.5903 | 7.669 | 7.669 | 7.669 | 7.669 | 7.669 | 7.669 | 7.669 | 7.669 | 7.669
STEM | SPS1 | CH | Primary Production¦Wood¦Wood from landscape maintenance | PJ/yr. | 3.1682 | 3.4957 | 3.9868 | 4.8054 | 4.8054 | 4.8054 | 4.8054 | 4.8054 | 4.8054 | 4.8054 | 4.8054 | 4.8054
STEM | SPS1 | CH | Primary Production¦Wood¦Wood from Forest (hard wood) | PJ/yr. | 23.1806 | 25.1988 | 23.3989 | 20.3992 | 19.8674 | 19.4502 | 19.1049 | 18.7596 | 18.7008 | 18.6421 | 18.5833 | 18.5246
STEM | SPS1 | CH | Primary Production¦Waste | PJ/yr. | 69.8294 | 69.8817 | 69.4889 | 69.0393 | 68.937 | 69.1588 | 69.3807 | 69.6026 | 69.6025 | 69.6027 | 69.6027 | 69.6027
STEM | SPS1 | CH | Primary Production¦Waste¦Non renewable waste | PJ/yr. | 35.83 | 35.8824 | 35.4895 | 35.04 | 34.9376 | 35.1594 | 35.3813 | 35.6032 | 35.6032 | 35.6032 | 35.6032 | 35.6032
STEM | SPS1 | CH | Primary Production¦Waste¦Renewable waste | PJ/yr. | 33.9994 | 33.9994 | 33.9994 | 33.9994 | 33.9994 | 33.9994 | 33.9994 | 33.9994 | 33.9994 | 33.9995 | 33.9995 | 33.9995
STEM | SPS1 | CH | Primary Production¦Manure | PJ/yr. | 3.7981 | 12.5316 | 12.5403 | 12.5404 | 12.5404 | 12.5413 | 12.5414 | 12.5414 | 12.5414 | 12.5414 | 12.5415 | 12.5416
STEM | SPS1 | CH | Primary Production¦Hydro | PJ/yr. | 149.4305 | 125.6058 | 141.9616 | 150.0095 | 150.0561 | 150.0941 | 150.132 | 150.1725 | 150.2094 | 150.2531 | 150.3022 | 150.7748
STEM | SPS1 | CH | Primary Production¦Hydro¦Large hydro | PJ/yr. | 66.7457 | 49.7988 | 68.5353 | 69.6189 | 70.7033 | 71.788 | 72.8725 | 73.9575 | 73.9574 | 73.9576 | 73.9575 | 73.9571
STEM | SPS1 | CH | Primary Production¦Hydro¦Run-of-river hydro | PJ/yr. | 66.6324 | 55.764 | 65.5507 | 64.4672 | 63.3828 | 62.298 | 61.2136 | 60.1286 | 60.1287 | 60.1285 | 60.1285 | 60.129
STEM | SPS1 | CH | Primary Production¦Hydro¦Pump storage | PJ/yr. | 16.0524 | 20.0429 | 7.8756 | 15.9234 | 15.9701 | 16.0081 | 16.0459 | 16.0865 | 16.1233 | 16.167 | 16.2162 | 16.6887
STEM | SPS1 | CH | Primary Production¦Solar | PJ/yr. | 12.5564 | 16.5222 | 32.459 | 54.379 | 57.3115 | 59.9638 | 62.6758 | 65.4257 | 68.0844 | 71.0655 | 74.5835 | 78.0609
STEM | SPS1 | CH | Primary Production¦Wind | PJ/yr. | 0.52401 | 0.5453 | 0.50317 | 0.54633 | 0.54692 | 0.54702 | 0.55241 | 0.55252 | 0.55266 | 0.55267 | 0.55309 | 0.5553
STEM | SPS1 | CH | Primary Production¦Ambient heat | PJ/yr. | 18.873 | 22.2148 | 26.3034 | 30.7683 | 39.091 | 42.1546 | 43.9978 | 47.1586 | 49.3794 | 52.297 | 54.6881 | 56.0448
STEM | SPS1 | CH | Primary Production¦Geothermal | PJ/yr. | 0 | 0 | 0 | 0 | 0 | 0.00026234 | 0.029612 | 0.060465 | 0 | 0 | 0 | 0
STEM | SPS1 | CH | Imports | PJ/yr. | 779.5539 | 702.6267 | 657.4738 | 613.5139 | 523.9408 | 436.2227 | 330.4405 | 312.7766 | 328.7852 | 332.3757 | 316.2775 | 293.0308
STEM | SPS1 | CH | Imports¦Coal | PJ/yr. | 3.66 | 3.5647 | 2.8413 | 0.0024908 | 0.0017932 | 0.0010643 | 0.0013486 | 0.0030131 | 0.0020203 | 0.0033877 | 0.0016532 | 0.0030894
STEM | SPS1 | CH | Imports¦Oil | PJ/yr. | 310.792 | 287.1579 | 266.5857 | 219.9002 | 167.5089 | 148.4119 | 135.6298 | 122.3012 | 113.359 | 98.349 | 81.2651 | 66.961
STEM | SPS1 | CH | Imports¦Oil¦Fossil liquids | PJ/yr. | 303.9569 | 280.3812 | 258.0424 | 206.9765 | 155.8514 | 137.2231 | 124.6102 | 111.423 | 102.6367 | 87.9194 | 72.5613 | 58.9701
STEM | SPS1 | CH | Imports¦Oil¦Fossil liquids¦Light fuel oil | PJ/yr. | 101.7355 | 88.8231 | 79.5 | 75.5909 | 60.4489 | 52.289 | 48.4781 | 41.935 | 36.5521 | 31.0708 | 21.3308 | 8.37
STEM | SPS1 | CH | Imports¦Oil¦Fossil liquids¦Heavy fuel oil | PJ/yr. | 2.7764 | 2.1548 | 0.0026317 | 0.00075747 | 0.001172 | 0.0010443 | 0.0011657 | 0 | 0 | 0 | 0 | 0
STEM | SPS1 | CH | Imports¦Oil¦Fossil liquids¦Motor Diesel | PJ/yr. | 118.5482 | 112.0419 | 96.8845 | 71.4124 | 49.5143 | 45.4305 | 42.3138 | 40.4273 | 39.7851 | 33.1092 | 29.2852 | 29.5998
STEM | SPS1 | CH | Imports¦Oil¦Fossil liquids¦Motor Gasoline | PJ/yr. | 79.7884 | 75.9561 | 79.808 | 58.363 | 44.7238 | 38.52 | 33.1568 | 28.6718 | 26.1029 | 23.7392 | 21.9452 | 21.0003
STEM | SPS1 | CH | Imports¦Oil¦Fossil liquids¦Kerosene (excl. international aviation) | PJ/yr. | 1.1085 | 1.4052 | 1.8473 | 1.6094 | 1.1632 | 0.98253 | 0.66039 | 0.38889 | 0.19661 | 8.784e-05 | 5.1565e-05 | 9.8003e-05
STEM | SPS1 | CH | Imports¦Oil¦Synthetic liquids | PJ/yr. | 6.835 | 6.7766 | 8.5433 | 12.9237 | 11.6575 | 11.1888 | 11.0195 | 10.8782 | 10.7224 | 10.4296 | 8.7039 | 7.9908
STEM | SPS1 | CH | Imports¦Oil¦Synthetic liquids¦Total¦Motor diesel | PJ/yr. | 2.4 | 2.378 | 3.9204 | 2.3916 | 1.828 | 1.8636 | 1.7609 | 1.706 | 1.6908 | 1.5027 | 0.025355 | -0.61141
STEM | SPS1 | CH | Imports¦Oil¦Synthetic liquids¦Total¦Motor Gasoline | PJ/yr. | 4.4342 | 4.3986 | 4.6213 | 4.1227 | 2.8977 | 2.231 | 1.9204 | 1.6609 | 1.5118 | 1.3752 | 1.2711 | 1.2169
| SPS1 | CH | Imports¦Oil¦Synthetic liquids¦Total¦Kerosene | PJ/yr. | 0.00091022 | 1.4106e-05 | 0.0016544 | 6.4094 | 6.9317 | 7.0942 | 7.3382 | 7.5113 | 7.5197 | 7.5517 | 7.4074 | 7.3853
STEM | SPS1 | CH | Imports¦Oil¦Synthetic liquids¦Bioliquids¦Total | PJ/yr. | 6.835 | 6.7766 | 8.5433 | 12.9237 | 11.1352 | 11.0264 | 10.7755 | 10.7051 | 10.714 | 10.3976 | 8.7039 | 7.9908
STEM | SPS1 | CH | Imports¦Oil¦Synthetic liquids¦Bioliquids¦Biodiesel | PJ/yr. | 2.4 | 2.378 | 3.9204 | 2.3916 | 1.828 | 1.8636 | 1.7609 | 1.706 | 1.6908 | 1.5027 | 0.025355 | -0.61141
STEM | SPS1 | CH | Imports¦Oil¦Synthetic liquids¦Bioliquids¦Ethanol | PJ/yr. | 4.4342 | 4.3986 | 4.6213 | 4.1227 | 2.8977 | 2.231 | 1.9204 | 1.6609 | 1.5118 | 1.3752 | 1.2711 | 1.2169
| SPS1 | CH | Imports¦Oil¦Synthetic liquids¦Bioliquids¦Biokerosene | PJ/yr. | 0.00091022 | 1.4106e-05 | 0.0016544 | 6.4094 | 6.4094 | 6.9317 | 7.0942 | 7.3382 | 7.5113 | 7.5197 | 7.4074 | 7.3853
STEM | SPS1 | CH | Imports¦Oil¦Synthetic liquids¦PtL¦Total | PJ/yr. | 0 | 0 | 0 | 0 | 0.52233 | 0.16244 | 0.24404 | 0.17313 | 0.0083982 | 0.031963 | 0 | 0
STEM | SPS1 | CH | Imports¦Oil¦Synthetic liquids¦PtL¦PtL Diesel | PJ/yr. | 0 | 0 | 0 | 0 | 0 | 0 | 0 | 0 | 0 | 0 | 0 | 0
STEM | SPS1 | CH | Imports¦Oil¦Synthetic liquids¦PtL¦PtL Gasoline | PJ/yr. | 0 | 0 | 0 | 0 | 0 | 0 | 0 | 0 | 0 | 0 | 0 | 0
| SPS1 | CH | Imports¦Oil¦Synthetic liquids¦PtL¦PtL Kerosene | PJ/yr. | 0 | 0 | 0 | 0 | 0.52233 | 0.16244 | 0.24404 | 0.17313 | 0.0083982 | 0.031963 | 0 | 0
STEM | SPS1 | CH | Imports¦Gas | PJ/yr. | 116.9938 | 107.2365 | 113.4147 | 121.3317 | 126.5829 | 128.5468 | 129.2658 | 127.5426 | 124.543 | 120.4629 | 121.2416 | 111.2882
STEM | SPS1 | CH | Imports¦Gas¦Fossil gases¦Total | PJ/yr. | 116.9938 | 106.72 | 112.2476 | 119.0992 | 122.7696 | 122.4499 | 122.8644 | 120.8768 | 117.7238 | 113.35 | 112.4037 | 101.6281
STEM | SPS1 | CH | Imports¦Gas¦Fossil gases¦Natural gas | PJ/yr. | 116.9938 | 106.72 | 112.2476 | 119.0984 | 122.7682 | 122.4487 | 122.8631 | 120.874 | 117.7224 | 113.3472 | 112.4015 | 101.6234
STEM | SPS1 | CH | Imports¦Gas¦Fossil gases¦Liquified Natural Gas | PJ/yr. | 0 | 0 | 0 | 0.00078135 | 0.0013688 | 0.0012542 | 0.0013294 | 0.0028105 | 0.0014621 | 0.0027827 | 0.0021781 | 0.0046299
STEM | SPS1 | CH | Imports¦Gas¦Synthetic gases | PJ/yr. | 0 | 0.5165 | 1.1671 | 2.2326 | 3.8133 | 6.0969 | 6.4014 | 6.6657 | 6.8192 | 7.113 | 8.838 | 9.6602
STEM | SPS1 | CH | Imports¦Gas¦Synthetic gases¦Biogases | PJ/yr. | 0 | 0.5165 | 1.1671 | 2.2326 | 2.2326 | 3.8133 | 6.0969 | 6.4014 | 6.6657 | 6.8192 | 7.113 | 8.838
STEM | SPS1 | CH | Imports¦Gas¦Synthetic gases¦Biogases¦Biogas | PJ/yr. | 0 | 0.5165 | 1.1671 | 2.2326 | 2.2326 | 3.8133 | 6.0969 | 6.4014 | 6.6657 | 6.8192 | 7.113 | 8.838
STEM | SPS1 | CH | Imports¦Gas¦Synthetic gases¦PtG | PJ/yr. | 0 | 0 | 0 | 0 | 1.5808 | 2.2836 | 0.30451 | 0.26432 | 0.15342 | 0.29381 | 1.725 | 0.82225
STEM | SPS1 | CH | Imports¦Gas¦Synthetic gases¦PtG¦PtG gas | PJ/yr. | 0 | 0 | 0 | 0 | 1.5808 | 2.2836 | 0.30451 | 0.26432 | 0.15342 | 0.29381 | 1.725 | 0.82225
STEM | SPS1 | CH | Imports¦Nuclear fuel | PJ/yr. | 250.9482 | 254.3925 | 224.1787 | 221.5313 | 173.5358 | 100.0263 | 0 | 0 | 21.6949 | 44.3642 | 44.57 | 45.583
STEM | SPS1 | CH | Imports¦Electricity | PJ/yr. | 97.16 | 50.2751 | 50.4533 | 50.7481 | 56.3113 | 59.2348 | 65.5418 | 62.9285 | 69.1858 | 69.1953 | 69.1984 | 69.1939
STEM | SPS1 | CH | Imports¦Electricity¦Austria | PJ/yr. | 15.0138 | 0.0091469 | 0.0070693 | 0.0075339 | 0.0053182 | 0.0041893 | 0.0032435 | 0.0047618 | 0.0043957 | 0.021594 | 0.026201 | 0.029124
STEM | SPS1 | CH | Imports¦Electricity¦France | PJ/yr. | 28.9486 | 17.8187 | 21.479 | 15.2114 | 21.4323 | 29.7777 | 35.9053 | 33.4265 | 62.5885 | 69.1698 | 69.1703 | 69.1607
STEM | SPS1 | CH | Imports¦Electricity¦Germany | PJ/yr. | 46.3985 | 32.4469 | 28.967 | 35.5291 | 34.8735 | 29.4526 | 29.633 | 29.4969 | 6.5927 | 0.0036865 | 0.00167 | 0.0036473
STEM | SPS1 | CH | Imports¦Electricity¦Italy | PJ/yr. | 6.7991 | 0.0003561 | 0.00029877 | 0.00013292 | 0.00019622 | 0.00021591 | 0.0002258 | 0.0002451 | 0.00021576 | 0.00022765 | 0.00021427 | 0.00037809
STEM | SPS1 | CH | Imports¦Hydrogen | PJ/yr. | 0 | 0 | 0 | 0 | 0 | 0.0017624 | 0.0017848 | 0.0013634 | 0.00053056 | 0.00094488 | 0.00070092 | 0.0016567
STEM | SPS1 | CH | Exports | PJ/yr. | 117.17 | 35.7915 | 64.4321 | 81.2913 | 65.5073 | 43.3962 | 25.6742 | 28.1349 | 46.7256 | 50.7937 | 48.0822 | 41.5621
STEM | SPS1 | CH | Exports¦Electricity | PJ/yr. | 117.17 | 35.7915 | 64.4321 | 81.2913 | 65.5073 | 43.3962 | 25.6742 | 28.1349 | 46.7256 | 50.7937 | 48.0822 | 41.5621
STEM | SPS1 | CH | Exports¦Electricity¦Austria | PJ/yr. | 6.2296 | 0.0005172 | 0.00057311 | 0.00012494 | 0.00015193 | 0.00014472 | 0.00011788 | 0.00011509 | 9.9339e-05 | 0.00010435 | 9.8778e-05 | 0.00016656
STEM | SPS1 | CH | Exports¦Electricity¦France | PJ/yr. | 12.7534 | 0.00040226 | 0.00039773 | 0.00026981 | 0.00040543 | 0.00041237 | 0.0003215 | 0.0003936 | 0.00027106 | 0.00037106 | 0.00034732 | 0.00065234
STEM | SPS1 | CH | Exports¦Electricity¦Germany | PJ/yr. | 26.493 | 0.0003008 | 0.00032046 | 0.00030862 | 0.00041226 | 0.000456 | 0.00033255 | 0.00024261 | 0.00014573 | 0.00023995 | 0.0002368 | 0.00046237
STEM | SPS1 | CH | Exports¦Electricity¦Italy | PJ/yr. | 71.6941 | 35.7903 | 64.4308 | 81.2906 | 65.5063 | 43.3952 | 25.6734 | 28.1341 | 46.7251 | 50.793 | 48.0815 | 41.5608
STEM | SPS1 | CH | Electricity generation | PJ/yr. | 251.1632 | 229.6388 | 256.2538 | 289.501 | 279.6415 | 259.747 | 233.4968 | 238.3767 | 252.3412 | 267.4787 | 270.593 | 275.4551
STEM | SPS1 | CH | Electricity generation¦Nuclear Fuel | PJ/yr. | 82.76 | 83.1097 | 73.08 | 73.08 | 57.3102 | 33.1666 | 0 | 0 | 6.3919 | 15.5693 | 15.5302 | 16.3392
STEM | SPS1 | CH | Electricity generation¦Nuclear Fuel¦Nuclear power plants | PJ/yr. | 82.76 | 83.1097 | 73.08 | 73.08 | 57.3102 | 33.1666 | 0 | 0 | 6.3919 | 15.5693 | 15.5302 | 16.3392
STEM | SPS1 | CH | Electricity generation¦Hydro | PJ/yr. | 146.22 | 121.5972 | 140.3865 | 146.8248 | 146.8621 | 146.8925 | 146.9228 | 146.9552 | 146.9847 | 147.0197 | 147.059 | 147.4371
STEM | SPS1 | CH | Electricity generation¦Hydro¦Hydro Large | PJ/yr. | 66.7457 | 49.7988 | 68.5353 | 69.6189 | 70.7033 | 71.788 | 72.8725 | 73.9575 | 73.9574 | 73.9576 | 73.9575 | 73.9571
STEM | SPS1 | CH | Electricity generation¦Hydro¦Hydro Run of River | PJ/yr. | 66.6324 | 55.764 | 65.5507 | 64.4672 | 63.3828 | 62.298 | 61.2136 | 60.1286 | 60.1287 | 60.1285 | 60.1285 | 60.129
STEM | SPS1 | CH | Electricity generation¦Hydro¦Pump storage | PJ/yr. | 12.8419 | 16.0344 | 6.3005 | 12.7388 | 12.776 | 12.8064 | 12.8367 | 12.8692 | 12.8987 | 12.9336 | 12.973 | 13.351
STEM | SPS1 | CH | Electricity generation¦Oil | PJ/yr. | 0.1119 | 0.17153 | 0.0064236 | 0.17153 | 0.17154 | 0.021248 | 0.027539 | 0.032243 | 0.026324 | 0.033982 | 0.034769 | 0.047262
STEM | SPS1 | CH | Electricity generation¦Oil¦Peak devices | PJ/yr. | 0.039601 | 3.1369e-05 | 0.0029651 | 0.0013293 | 0.0017084 | 0.0021808 | 0.0063018 | 0.010782 | 0.0054305 | 0.010913 | 0.013018 | 0.024927
STEM | SPS1 | CH | Electricity generation¦Oil¦CHP Oil (for District Heating) | PJ/yr. | 0.001801 | 2.1297e-05 | 0.00084522 | 0.00053657 | 0.00082958 | 0.00085932 | 0.00090609 | 0.0014758 | 0.0012062 | 0.0015001 | 0.0011106 | 0.0015203
STEM | SPS1 | CH | Electricity generation¦Oil¦Industrial CHPs oil | PJ/yr. | 0.070502 | 0.17148 | 0.0026133 | 0.16967 | 0.169 | 0.018208 | 0.020331 | 0.019985 | 0.019688 | 0.021568 | 0.02064 | 0.020814
STEM | SPS1 | CH | Electricity generation¦Oil¦Fossil liquids | PJ/yr. | 0.1119 | 0.17153 | 0.0064236 | 0.17153 | 0.17154 | 0.021248 | 0.027539 | 0.032243 | 0.026324 | 0.033982 | 0.034769 | 0.047262
STEM | SPS1 | CH | Electricity generation¦Oil¦Fossil liquids¦Peak devices | PJ/yr. | 0.039601 | 3.1369e-05 | 0.0029651 | 0.0013293 | 0.0017084 | 0.0021808 | 0.0063018 | 0.010782 | 0.0054305 | 0.010913 | 0.013018 | 0.024927
STEM | SPS1 | CH | Electricity generation¦Oil¦Fossil liquids¦CHP Oil (for District Heating) | PJ/yr. | 0.001801 | 2.1297e-05 | 0.00084522 | 0.00053657 | 0.00082958 | 0.00085932 | 0.00090609 | 0.0014758 | 0.0012062 | 0.0015001 | 0.0011106 | 0.0015203
STEM | SPS1 | CH | Electricity generation¦Oil¦Fossil liquids¦Industrial CHPs oil | PJ/yr. | 0.070502 | 0.17148 | 0.0026133 | 0.16967 | 0.169 | 0.018208 | 0.020331 | 0.019985 | 0.019688 | 0.021568 | 0.02064 | 0.020814
STEM | SPS1 | CH | Electricity generation¦Oil¦Synthetic liquids | PJ/yr. | 0 | 0 | 0 | 0 | 0 | 0 | 0 | 0 | 0 | 0 | 0 | 0
STEM | SPS1 | CH | Electricity generation¦Oil¦Synthetic liquids¦Peak devices | PJ/yr. | 0 | 0 | 0 | 0 | 0 | 0 | 0 | 0 | 0 | 0 | 0 | 0
STEM | SPS1 | CH | Electricity generation¦Oil¦Synthetic liquids¦CHP Oil (for District Heating) | PJ/yr. | 0 | 0 | 0 | 0 | 0 | 0 | 0 | 0 | 0 | 0 | 0 | 0
STEM | SPS1 | CH | Electricity generation¦Oil¦Synthetic liquids¦Industrial CHPs oil | PJ/yr. | 0 | 0 | 0 | 0 | 0 | 0 | 0 | 0 | 0 | 0 | 0 | 0
STEM | SPS1 | CH | Electricity generation¦Gas | PJ/yr. | 3.2314 | 1.8477 | 1.8015 | 5.3339 | 6.7737 | 7.3426 | 10.3609 | 10.6919 | 15.2027 | 17.3816 | 16.7634 | 16.2551
STEM | SPS1 | CH | Electricity generation¦Gas¦Gas turbines combined cycle | PJ/yr. | 0 | 0 | 0 | 0 | 0 | 0.031921 | 1.8588 | 3.0325 | 7.897 | 11.2381 | 11.5146 | 11.3192
STEM | SPS1 | CH | Electricity generation¦Gas¦Gas turbines open cycle | PJ/yr. | 0 | 0 | 0 | 0 | 0.0072877 | 0.063368 | 0.54065 | 0.37248 | 0.38689 | 0.15175 | 0.042471 | 0.13872
STEM | SPS1 | CH | Electricity generation¦Gas¦Gas turbines combined cycle CCS | PJ/yr. | 0 | 0 | 0 | 0 | 0 | 0 | 0 | 0 | 0 | 0 | 0 | 0
STEM | SPS1 | CH | Electricity generation¦Gas¦CHP Gas (for District Heating) | PJ/yr. | 0.96588 | 0.00013134 | 0.0067795 | 0.56976 | 0.39173 | 0.91071 | 1.0433 | 0.78912 | 0.57762 | 0.018728 | 0.0082092 | 0.010676
STEM | SPS1 | CH | Electricity generation¦Gas¦CHP Fuel Cell Gas (for District Heating) | PJ/yr. | 0 | 0 | 0 | 0 | 0 | 0.4662 | 1.2043 | 1.9212 | 1.8597 | 1.455 | 0.59353 | 0.030952
STEM | SPS1 | CH | Electricity generation¦Gas¦Industrial CHPs gas | PJ/yr. | 0.66996 | 0.090379 | 0.057506 | 0.78301 | 0.64424 | 0.15559 | 0.1171 | 0.052901 | 0.040556 | 0.053735 | 0.060632 | 0.020928
STEM | SPS1 | CH | Electricity generation¦Gas¦Industrial CHPs gas (CCS) | PJ/yr. | 0 | 0 | 0 | 0 | 0 | 0 | 0 | 0 | 0 | 0 | 0 | 0
STEM | SPS1 | CH | Electricity generation¦Gas¦Industrial CHPs fuel cells (gas reformer) | PJ/yr. | 0 | 0 | 0 | 0.0011542 | 0.0016488 | 0.0027166 | 0.0039697 | 0.0066107 | 0.0060301 | 0.010943 | 0.010609 | 0.013175
STEM | SPS1 | CH | Electricity generation¦Gas¦Residential single family CHPs gas | PJ/yr. | 0.014022 | 0.0025061 | 0.0083502 | 0.0080292 | 0.01105 | 0.010863 | 0.015859 | 0.016981 | 0.015141 | 0.018799 | 0.096362 | 0.11472
STEM | SPS1 | CH | Electricity generation¦Gas¦Residential single family CHPs fuel cells gas | PJ/yr. | 0 | 0 | 0 | 0.00019808 | 0.00073003 | 0.00073914 | 0.0007886 | 0.0018731 | 0.0015135 | 0.0024012 | 0.0023051 | 0.004366
STEM | SPS1 | CH | Electricity generation¦Gas¦Residential multi family CHPs gas | PJ/yr. | 0.027759 | 0.022845 | 0.097008 | 0.62889 | 0.65064 | 0.74022 | 0.66631 | 0.71139 | 0.69342 | 0.67091 | 0.59037 | 0.54804
STEM | SPS1 | CH | Electricity generation¦Gas¦Residential multi family CHPs fuel cells gas | PJ/yr. | 0 | 0 | 0 | 0.00088546 | 0.0035614 | 0.0036487 | 0.0042378 | 0.010951 | 0.0093526 | 0.018889 | 0.01816 | 0.033852
STEM | SPS1 | CH | Electricity generation¦Gas¦Services sectors CHPs (bio)gas | PJ/yr. | 0.95937 | 1.106 | 1.106 | 1.106 | 1.106 | 1.106 | 1.106 | 1.106 | 1.106 | 1.106 | 1.1602 | 1.1605
STEM | SPS1 | CH | Electricity generation¦Gas¦Services sectors CHPs gas | PJ/yr. | 0.5944 | 0.62588 | 0.52582 | 2.2348 | 3.953 | 3.847 | 3.7967 | 2.6637 | 2.6033 | 2.6238 | 2.6563 | 2.834
STEM | SPS1 | CH | Electricity generation¦Gas¦Services sectors CHPs fuel cells (gas reformer) | PJ/yr. | 0 | 0 | 0 | 0.001189 | 0.0037901 | 0.0036768 | 0.0028024 | 0.0062211 | 0.0062109 | 0.012583 | 0.0096572 | 0.025985
STEM | SPS1 | CH | Electricity generation¦Gas¦Fossil gases | PJ/yr. | 2.213 | 0.70848 | 0.63076 | 4.0447 | 5.481 | 6.0941 | 9.0899 | 9.4201 | 13.9017 | 16.0549 | 15.3765 | 14.8766
STEM | SPS1 | CH | Electricity generation¦Gas¦Fossil gases¦Gas turbines combined cycle | PJ/yr. | 0 | 0 | 0 | 0 | 0 | 0.031192 | 1.8257 | 2.98 | 7.7877 | 11.0857 | 11.3473 | 11.1557
STEM | SPS1 | CH | Electricity generation¦Gas¦Fossil gases¦Gas turbines open cycle | PJ/yr. | 0 | 0 | 0 | 0 | 0.0070476 | 0.06192 | 0.53101 | 0.36603 | 0.38153 | 0.14969 | 0.041854 | 0.13672
STEM | SPS1 | CH | Electricity generation¦Gas¦Fossil gases¦Gas turbines combined cycle CCS | PJ/yr. | 0 | 0 | 0 | 0 | 0 | 0 | 0 | 0 | 0 | 0 | 0 | 0
STEM | SPS1 | CH | Electricity generation¦Gas¦Fossil gases¦CHP Gas (for District Heating) | PJ/yr. | 0.94077 | 0.00012545 | 0.0061488 | 0.54506 | 0.37883 | 0.8899 | 1.0247 | 0.77547 | 0.56962 | 0.018474 | 0.00809 | 0.010522
STEM | SPS1 | CH | Electricity generation¦Gas¦Fossil gases¦CHP Fuel Cell Gas (for District Heating) | PJ/yr. | 0 | 0 | 0 | 0 | 0 | 0.45554 | 1.1829 | 1.888 | 1.834 | 1.4352 | 0.58491 | 0.030505
STEM | SPS1 | CH | Electricity generation¦Gas¦Fossil gases¦Industrial CHPs gas | PJ/yr. | 0.65255 | 0.086327 | 0.052156 | 0.74906 | 0.62301 | 0.15203 | 0.11501 | 0.051985 | 0.039995 | 0.053006 | 0.059752 | 0.020626
STEM | SPS1 | CH | Electricity generation¦Gas¦Fossil gases¦Industrial CHPs gas (CCS) | PJ/yr. | 0 | 0 | 0 | 0 | 0 | 0 | 0 | 0 | 0 | 0 | 0 | 0
STEM | SPS1 | CH | Electricity generation¦Gas¦Fossil gases¦Industrial CHPs fuel cells (gas reformer) | PJ/yr. | 0 | 0 | 0 | 0.0011042 | 0.0015945 | 0.0026545 | 0.0038989 | 0.0064963 | 0.0059466 | 0.010794 | 0.010455 | 0.012985
STEM | SPS1 | CH | Electricity generation¦Gas¦Fossil gases¦Residential single family CHPs gas | PJ/yr. | 0.013657 | 0.0023937 | 0.0075734 | 0.0076812 | 0.010686 | 0.010615 | 0.015576 | 0.016687 | 0.014931 | 0.018544 | 0.094962 | 0.11306
STEM | SPS1 | CH | Electricity generation¦Gas¦Fossil gases¦Residential single family CHPs fuel cells gas | PJ/yr. | 0 | 0 | 0 | 0.0001895 | 0.00070598 | 0.00072225 | 0.00077455 | 0.0018407 | 0.0014926 | 0.0023687 | 0.0022716 | 0.004303
STEM | SPS1 | CH | Electricity generation¦Gas¦Fossil gases¦Residential multi family CHPs gas | PJ/yr. | 0.027038 | 0.021821 | 0.087983 | 0.60163 | 0.62921 | 0.72331 | 0.65443 | 0.69908 | 0.68382 | 0.66181 | 0.58179 | 0.54012
STEM | SPS1 | CH | Electricity generation¦Gas¦Fossil gases¦Residential multi family CHPs fuel cells gas | PJ/yr. | 0 | 0 | 0 | 0.00084708 | 0.0034441 | 0.0035653 | 0.0041623 | 0.010761 | 0.0092232 | 0.018633 | 0.017896 | 0.033363
STEM | SPS1 | CH | Electricity generation¦Gas¦Fossil gases¦Services sectors CHPs (bio)gas | PJ/yr. | 0 | 0 | 0 | 0 | 0 | 0 | 0 | 0 | 0 | 0 | 0 | 0
STEM | SPS1 | CH | Electricity generation¦Gas¦Fossil gases¦Services sectors CHPs gas | PJ/yr. | 0.57895 | 0.59781 | 0.4769 | 2.138 | 3.8228 | 3.7591 | 3.7291 | 2.6176 | 2.5673 | 2.5882 | 2.6177 | 2.7931
STEM | SPS1 | CH | Electricity generation¦Gas¦Fossil gases¦Services sectors CHPs fuel cells (gas reformer) | PJ/yr. | 0 | 0 | 0 | 0.0011375 | 0.0036652 | 0.0035928 | 0.0027524 | 0.0061135 | 0.006125 | 0.012413 | 0.0095169 | 0.02561
STEM | SPS1 | CH | Electricity generation¦Gas¦Synthetic gases | PJ/yr. | 1.0184 | 1.1392 | 1.1707 | 1.2893 | 1.2927 | 1.2485 | 1.2709 | 1.2719 | 1.301 | 1.3267 | 1.3869 | 1.3785
STEM | SPS1 | CH | Electricity generation¦Gas¦Synthetic gases¦Gas turbines combined cycle | PJ/yr. | 0 | 0 | 0 | 0 | 0 | 0.00072949 | 0.03313 | 0.052474 | 0.10925 | 0.1524 | 0.16728 | 0.16352
STEM | SPS1 | CH | Electricity generation¦Gas¦Synthetic gases¦Gas turbines open cycle | PJ/yr. | 0 | 0 | 0 | 0 | 0.00024006 | 0.0014481 | 0.0096362 | 0.0064453 | 0.0053524 | 0.0020579 | 0.00061702 | 0.0020041
STEM | SPS1 | CH | Electricity generation¦Gas¦Synthetic gases¦Gas turbines combined cycle CCS | PJ/yr. | 0 | 0 | 0 | 0 | 0 | 0 | 0 | 0 | 0 | 0 | 0 | 0
STEM | SPS1 | CH | Electricity generation¦Gas¦Synthetic gases¦CHP Gas (for District Heating) | PJ/yr. | 0.025106 | 5.889e-06 | 0.00063071 | 0.024699 | 0.012904 | 0.020812 | 0.018595 | 0.013655 | 0.0079911 | 0.00025398 | 0.00011926 | 0.00015424
STEM | SPS1 | CH | Electricity generation¦Gas¦Synthetic gases¦CHP Fuel Cell Gas (for District Heating) | PJ/yr. | 0 | 0 | 0 | 0 | 0 | 0.010654 | 0.021465 | 0.033245 | 0.025728 | 0.019731 | 0.0086229 | 0.00044715
STEM | SPS1 | CH | Electricity generation¦Gas¦Synthetic gases¦Industrial CHPs gas | PJ/yr. | 0.017414 | 0.0040524 | 0.0053498 | 0.033944 | 0.021222 | 0.0035556 | 0.0020871 | 0.00091539 | 0.00056107 | 0.00072872 | 0.00088087 | 0.00030233
STEM | SPS1 | CH | Electricity generation¦Gas¦Synthetic gases¦Industrial CHPs gas (CCS) | PJ/yr. | 0 | 0 | 0 | 0 | 0 | 0 | 0 | 0 | 0 | 0 | 0 | 0
STEM | SPS1 | CH | Electricity generation¦Gas¦Synthetic gases¦Industrial CHPs fuel cells (gas reformer) | PJ/yr. | 0 | 0 | 0 | 5.0035e-05 | 5.4314e-05 | 6.2082e-05 | 7.0753e-05 | 0.00011439 | 8.3423e-05 | 0.0001484 | 0.00015413 | 0.00019033
STEM | SPS1 | CH | Electricity generation¦Gas¦Synthetic gases¦Residential single family CHPs gas | PJ/yr. | 0.00036446 | 0.00011237 | 0.00077683 | 0.00034807 | 0.00036399 | 0.00024825 | 0.00028265 | 0.00029384 | 0.00020946 | 0.00025494 | 0.0013999 | 0.0016573
STEM | SPS1 | CH | Electricity generation¦Gas¦Synthetic gases¦Residential single family CHPs fuel cells gas | PJ/yr. | 0 | 0 | 0 | 8.5871e-06 | 2.4048e-05 | 1.6891e-05 | 1.4056e-05 | 3.2412e-05 | 2.0939e-05 | 3.2564e-05 | 3.3488e-05 | 6.3074e-05
STEM | SPS1 | CH | Electricity generation¦Gas¦Synthetic gases¦Residential multi family CHPs gas | PJ/yr. | 0.00072155 | 0.0010243 | 0.0090247 | 0.027263 | 0.021433 | 0.016916 | 0.011876 | 0.01231 | 0.0095931 | 0.0090985 | 0.0085768 | 0.0079172
STEM | SPS1 | CH | Electricity generation¦Gas¦Synthetic gases¦Residential multi family CHPs fuel cells gas | PJ/yr. | 0 | 0 | 0 | 3.8385e-05 | 0.00011732 | 8.3384e-05 | 7.5531e-05 | 0.00018949 | 0.00012939 | 0.00025616 | 0.00026383 | 0.00048905
STEM | SPS1 | CH | Electricity generation¦Gas¦Synthetic gases¦Services sectors CHPs (bio)gas | PJ/yr. | 0.95937 | 1.106 | 1.106 | 1.106 | 1.106 | 1.106 | 1.106 | 1.106 | 1.106 | 1.106 | 1.1602 | 1.1605
STEM | SPS1 | CH | Electricity generation¦Gas¦Synthetic gases¦Services sectors CHPs gas | PJ/yr. | 0.01545 | 0.028063 | 0.048917 | 0.096881 | 0.13022 | 0.087915 | 0.06767 | 0.046092 | 0.036016 | 0.035582 | 0.03859 | 0.040942
STEM | SPS1 | CH | Electricity generation¦Gas¦Synthetic gases¦Services sectors CHPs fuel cells (gas reformer) | PJ/yr. | 0 | 0 | 0 | 5.1546e-05 | 0.00012485 | 8.4025e-05 | 4.9948e-05 | 0.00010765 | 8.5925e-05 | 0.00017065 | 0.0001403 | 0.0003754
STEM | SPS1 | CH | Electricity generation¦Wastes | PJ/yr. | 8.2751 | 8.9477 | 9.8619 | 9.1362 | 9.2156 | 9.3896 | 9.5674 | 9.7491 | 9.7491 | 9.7491 | 9.7491 | 9.7491
STEM | SPS1 | CH | Electricity generation¦Wastes¦Wastes Incineration (electric only) | PJ/yr. | 6.507 | 7.3028 | 8.1982 | 7.3981 | 7.4919 | 7.668 | 7.8485 | 8.0333 | 8.0333 | 8.0333 | 8.0333 | 8.0333
STEM | SPS1 | CH | Electricity generation¦Wastes¦Wastes Incineration (electric only) CCS | PJ/yr. | 0 | 0 | 0 | 0 | 0 | 0 | 0 | 0 | 0 | 0 | 0 | 0
STEM | SPS1 | CH | Electricity generation¦Wastes¦CHP Wastes (for District Heating) | PJ/yr. | 1.5381 | 1.4148 | 1.327 | 1.4051 | 1.3945 | 1.3941 | 1.3931 | 1.3916 | 1.3916 | 1.3916 | 1.3916 | 1.3916
STEM | SPS1 | CH | Electricity generation¦Wastes¦CHP Wastes (for District Heating) CCS | PJ/yr. | 0 | 0 | 0 | 0 | 0 | 0 | 0 | 0 | 0 | 0 | 0 | 0
STEM | SPS1 | CH | Electricity generation¦Wastes¦Industrial CHPs wastes | PJ/yr. | 0.23004 | 0.23016 | 0.33671 | 0.33295 | 0.32919 | 0.32752 | 0.32586 | 0.3242 | 0.3242 | 0.3242 | 0.3242 | 0.3242
STEM | SPS1 | CH | Electricity generation¦Wastes¦Industrial CHPs wastes CCS | PJ/yr. | 0 | 0 | 0 | 0 | 0 | 0 | 0 | 0 | 0 | 0 | 0 | 0
STEM | SPS1 | CH | Electricity generation¦Wastes¦Renewable¦Total | PJ/yr. | 4.0225 | 4.3588 | 4.7626 | 4.4016 | 4.4432 | 4.5311 | 4.6208 | 4.7124 | 4.7124 | 4.7124 | 4.7124 | 4.7124
STEM | SPS1 | CH | Electricity generation¦Wastes¦Renewable¦Wastes Incineration (electric only) | PJ/yr. | 3.2535 | 3.6514 | 4.0991 | 3.6991 | 3.7459 | 3.834 | 3.9242 | 4.0166 | 4.0166 | 4.0166 | 4.0166 | 4.0167
STEM | SPS1 | CH | Electricity generation¦Wastes¦Renewable¦Wastes Incineration (electric only) CCS | PJ/yr. | 0 | 0 | 0 | 0 | 0 | 0 | 0 | 0 | 0 | 0 | 0 | 0
STEM | SPS1 | CH | Electricity generation¦Wastes¦Renewable¦CHP Wastes (for District Heating) | PJ/yr. | 0.76904 | 0.70741 | 0.6635 | 0.70254 | 0.69725 | 0.69704 | 0.69656 | 0.69579 | 0.69579 | 0.69579 | 0.69579 | 0.69578
STEM | SPS1 | CH | Electricity generation¦Wastes¦Renewable¦CHP Wastes (for District Heating) CCS | PJ/yr. | 0 | 0 | 0 | 0 | 0 | 0 | 0 | 0 | 0 | 0 | 0 | 0
STEM | SPS1 | CH | Electricity generation¦Wastes¦Renewable¦Industrial CHPs wastes | PJ/yr. | 0 | 0 | 0 | 0 | 0 | 0 | 0 | 0 | 0 | 0 | 0 | 0
STEM | SPS1 | CH | Electricity generation¦Wastes¦Renewable¦Industrial CHPs wastes CCS | PJ/yr. | 0 | 0 | 0 | 0 | 0 | 0 | 0 | 0 | 0 | 0 | 0 | 0
STEM | SPS1 | CH | Electricity generation¦Wastes¦Non Renewable | PJ/yr. | 4.2526 | 4.589 | 5.0993 | 4.7346 | 4.7724 | 4.8586 | 4.9466 | 5.0366 | 5.0366 | 5.0366 | 5.0366 | 5.0366
STEM | SPS1 | CH | Electricity generation¦Wastes¦Non Renewable¦Wastes Incineration (electric only) | PJ/yr. | 3.2535 | 3.6514 | 4.0991 | 3.6991 | 3.7459 | 3.834 | 3.9242 | 4.0166 | 4.0166 | 4.0166 | 4.0166 | 4.0167
STEM | SPS1 | CH | Electricity generation¦Wastes¦Non Renewable¦Wastes Incineration (electric only) CCS | PJ/yr. | 0 | 0 | 0 | 0 | 0 | 0 | 0 | 0 | 0 | 0 | 0 | 0
STEM | SPS1 | CH | Electricity generation¦Wastes¦Non Renewable¦CHP Wastes (for District Heating) | PJ/yr. | 0.76904 | 0.70741 | 0.6635 | 0.70254 | 0.69725 | 0.69704 | 0.69656 | 0.69579 | 0.69579 | 0.69579 | 0.69579 | 0.69578
STEM | SPS1 | CH | Electricity generation¦Wastes¦Non Renewable¦CHP Wastes (for District Heating) CCS | PJ/yr. | 0 | 0 | 0 | 0 | 0 | 0 | 0 | 0 | 0 | 0 | 0 | 0
STEM | SPS1 | CH | Electricity generation¦Wastes¦Non Renewable¦Industrial CHPs wastes | PJ/yr. | 0.23004 | 0.23016 | 0.33671 | 0.33295 | 0.32919 | 0.32752 | 0.32586 | 0.3242 | 0.3242 | 0.3242 | 0.3242 | 0.3242
STEM | SPS1 | CH | Electricity generation¦Wastes¦Non Renewable¦Industrial CHPs wastes CCS | PJ/yr. | 0 | 0 | 0 | 0 | 0 | 0 | 0 | 0 | 0 | 0 | 0 | 0
STEM | SPS1 | CH | Electricity generation¦Wood | PJ/yr. | 0.58166 | 0.58166 | 1.7104 | 3.0054 | 3.87 | 4.5423 | 5.2145 | 5.8867 | 5.8867 | 5.8867 | 5.8867 | 5.8868
STEM | SPS1 | CH | Electricity generation¦Wood¦CHP Wood (for District Heating) | PJ/yr. | 0.40915 | 0.060109 | 0.55541 | 1.0819 | 1.3217 | 1.5462 | 1.5292 | 1.9539 | 1.8613 | 1.6646 | 1.7223 | 1.6143
STEM | SPS1 | CH | Electricity generation¦Wood¦Biomass with CCS (BECCS) | PJ/yr. | 0 | 0 | 0 | 0 | 0 | 0 | 0 | 0 | 0 | 0 | 0 | 0
STEM | SPS1 | CH | Electricity generation¦Wood¦Industrial CHPs wood | PJ/yr. | 0.17251 | 0.52155 | 1.155 | 1.9168 | 2.5402 | 2.9888 | 3.6774 | 3.9162 | 4.0094 | 4.2 | 4.1465 | 4.2397
STEM | SPS1 | CH | Electricity generation¦Wood¦Industrial CHPs wood (CCS) | PJ/yr. | 0 | 0 | 0 | 0 | 0 | 0 | 0 | 0 | 0 | 0 | 0 | 0
STEM | SPS1 | CH | Electricity generation¦Wood¦Residential single family CHPs wood | PJ/yr. | 0 | 0 | 0 | 0.00098582 | 0.002117 | 0.0020474 | 0.002106 | 0.0043741 | 0.004208 | 0.00616 | 0.0043034 | 0.0073236
STEM | SPS1 | CH | Electricity generation¦Wood¦Residential multi family CHPs wood | PJ/yr. | 0 | 0 | 0 | 0.0028546 | 0.0037474 | 0.0033839 | 0.0032817 | 0.0082476 | 0.007962 | 0.0093454 | 0.0080466 | 0.014129
STEM | SPS1 | CH | Electricity generation¦Wood¦Services sectors CHPs wood | PJ/yr. | 0 | 0 | 0 | 0.002922 | 0.0022618 | 0.0018348 | 0.0024949 | 0.0039986 | 0.0037936 | 0.0065187 | 0.0055927 | 0.011325
STEM | SPS1 | CH | Electricity generation¦Wind | PJ/yr. | 0.524 | 0.54529 | 0.50317 | 0.54632 | 0.54691 | 0.547 | 0.5524 | 0.55251 | 0.55265 | 0.55266 | 0.55308 | 0.5553
STEM | SPS1 | CH | Electricity generation¦Wind¦Wind turbines | PJ/yr. | 0.524 | 0.54529 | 0.50317 | 0.54632 | 0.54691 | 0.547 | 0.5524 | 0.55251 | 0.55265 | 0.55266 | 0.55308 | 0.5553
STEM | SPS1 | CH | Electricity generation¦Solar | PJ/yr. | 9.355 | 12.8214 | 28.8 | 51.1778 | 54.5217 | 57.2502 | 59.9627 | 62.87 | 65.5163 | 68.62 | 72.1063 | 75.8742
STEM | SPS1 | CH | Electricity generation¦Solar¦Solar PV (large scale) | PJ/yr. | 0 | 0 | 0.1562 | 0.30105 | 1.0496 | 1.0505 | 0.89622 | 0.79053 | 0.27014 | 0.045675 | 0.033898 | 0.12528
STEM | SPS1 | CH | Electricity generation¦Solar¦Solar PV (Industry) | PJ/yr. | 3.518 | 4.8486 | 11.9271 | 14.1166 | 14.8367 | 15.5935 | 16.3889 | 17.2249 | 18.1036 | 19.0271 | 19.9976 | 21.0177
STEM | SPS1 | CH | Electricity generation¦Solar¦Solar PV (Residential single family) | PJ/yr. | 2.1349 | 3.3907 | 6.9699 | 18.9173 | 19.8823 | 20.8965 | 21.9625 | 23.0828 | 24.2602 | 25.4977 | 26.7984 | 28.1654
STEM | SPS1 | CH | Electricity generation¦Solar¦Solar PV (Residential multi family) | PJ/yr. | 0.86248 | 1.2876 | 5.8108 | 13.4339 | 14.1192 | 14.8394 | 15.5964 | 16.392 | 17.2281 | 18.1069 | 19.0306 | 20.0014
STEM | SPS1 | CH | Electricity generation¦Solar¦Solar PV (Services) | PJ/yr. | 2.8396 | 3.2945 | 3.9361 | 4.4089 | 4.6339 | 4.8702 | 5.1187 | 5.3798 | 5.6542 | 5.9426 | 6.2458 | 6.5644
STEM | SPS1 | CH | Electricity generation¦Geothermal | PJ/yr. | 0 | 0 | 0 | 0 | 0 | 0 | 0.0044031 | 0.0072626 | 0.0074056 | 0.0078544 | 0.0090303 | 0.015926
STEM | SPS1 | CH | Electricity generation¦Geothermal¦Deep geothermal | PJ/yr. | 0 | 0 | 0 | 0 | 0 | 0 | 0.0044031 | 0.0072626 | 0.0074056 | 0.0078544 | 0.0090303 | 0.015926
STEM | SPS1 | CH | Electricity generation¦Hydrogen | PJ/yr. | 0 | 0 | 0 | 0.0020657 | 0.0063922 | 0.010984 | 0.011488 | 0.033207 | 0.030267 | 0.098784 | 0.16313 | 0.15553
STEM | SPS1 | CH | Electricity generation¦Hydrogen¦CHP Fuel Cell Hydrogen (for District Heating) | PJ/yr. | 0 | 0 | 0 | 0 | 0 | 0.0013346 | 0.0013677 | 0.003605 | 0.0036343 | 0.030655 | 0.080211 | 0.080457
STEM | SPS1 | CH | Electricity generation¦Hydrogen¦Industrial CHPs fuel cells (hydrogen) | PJ/yr. | 0 | 0 | 0 | 0.0012335 | 0.0042217 | 0.0071398 | 0.0071879 | 0.022108 | 0.01957 | 0.050007 | 0.069716 | 0.048355
STEM | SPS1 | CH | Electricity generation¦Hydrogen¦Services sectors CHPs fuel cells (hydrogen) | PJ/yr. | 0 | 0 | 0 | 0.0008322 | 0.0021705 | 0.00251 | 0.0029328 | 0.007494 | 0.0070629 | 0.018122 | 0.013206 | 0.026722
STEM | SPS1 | CH | Electricity generation¦Electricity storage (non hydro) | PJ/yr. | 0.10416 | 0.016615 | 0.104 | 0.22302 | 0.36338 | 0.5839 | 0.87272 | 1.5985 | 1.9932 | 2.5589 | 2.7384 | 3.1397
STEM | SPS1 | CH | Electricity generation¦Electricity storage (non hydro)¦CAES | PJ/yr. | 0.094526 | 0.0079657 | 0.094362 | 0.044032 | 0.037853 | 0.03881 | 0.0026844 | 0.0087544 | 0.047564 | 0.094292 | 0.094308 | 0.094305
STEM | SPS1 | CH | Electricity generation¦Electricity storage (non hydro)¦Battery storage large size centralised | PJ/yr. | 0.0025913 | 0.0020893 | 0.0025999 | 0.0024086 | 0.0059428 | 0.11741 | 0.1203 | 0.1661 | 0.18375 | 0.23565 | 0.23897 | 0.26036
STEM | SPS1 | CH | Electricity generation¦Electricity storage (non hydro)¦Battery storage medium size centralised | PJ/yr. | 0.0023818 | 0.0019301 | 0.0023876 | 0.0022954 | 0.0058255 | 0.047978 | 0.38694 | 0.98009 | 1.2957 | 1.7388 | 1.8902 | 2.2424
STEM | SPS1 | CH | Electricity generation¦Electricity storage (non hydro)¦Batteries in industry | PJ/yr. | 0.00075559 | 0.00075046 | 0.00075478 | 0.033079 | 0.054774 | 0.054486 | 0.05545 | 0.078505 | 0.067846 | 0.091673 | 0.10944 | 0.15888
STEM | SPS1 | CH | Electricity generation¦Electricity storage (non hydro)¦Batteries in residential single family houses | PJ/yr. | 0.0015721 | 0.0015633 | 0.0015716 | 0.053037 | 0.095636 | 0.10525 | 0.10826 | 0.13669 | 0.14964 | 0.14978 | 0.15221 | 0.14412
STEM | SPS1 | CH | Electricity generation¦Electricity storage (non hydro)¦Batteries in residential multi-family houses | PJ/yr. | 0.0015721 | 0.0015634 | 0.0015716 | 0.053351 | 0.097484 | 0.13118 | 0.11886 | 0.1377 | 0.14978 | 0.15001 | 0.15247 | 0.14426
STEM | SPS1 | CH | Electricity generation¦Electricity storage (non hydro)¦Batteries in Services sector | PJ/yr. | 0.00075806 | 0.00075284 | 0.00075703 | 0.03482 | 0.065862 | 0.088792 | 0.080232 | 0.090662 | 0.098844 | 0.09879 | 0.1008 | 0.095336
STEM | SPS1 | CH | Heat generation from CHPs and heat plants | PJ/yr. | 31.0124 | 37.5239 | 37.8831 | 39.957 | 42.1497 | 41.9618 | 43.1535 | 43.5393 | 44.9357 | 45.3446 | 45.4654 | 44.8422
STEM | SPS1 | CH | Heat generation from CHPs and heat plants¦District heating | PJ/yr. | 24.508 | 29.2904 | 29.4453 | 25.8639 | 24.7955 | 25.4358 | 25.7205 | 27.5303 | 28.8808 | 28.8146 | 28.9401 | 27.8695
STEM | SPS1 | CH | Heat generation from CHPs and heat plants¦District heating¦CHP | PJ/yr. | 17.489 | 13.4577 | 13.8654 | 16.8304 | 16.6371 | 18.6058 | 19.4871 | 20.7199 | 19.9547 | 17.8309 | 17.5111 | 16.7904
STEM | SPS1 | CH | Heat generation from CHPs and heat plants¦District heating¦CHP¦Oil | PJ/yr. | 0.0092625 | 0.00010953 | 0.0043469 | 0.0027595 | 0.0042664 | 0.0044194 | 0.0046599 | 0.0075901 | 0.0062032 | 0.0077151 | 0.0057117 | 0.0078187
STEM | SPS1 | CH | Heat generation from CHPs and heat plants¦District heating¦CHP¦Oil¦CHP Oil (for District Heating) | PJ/yr. | 0.0092625 | 0.00010953 | 0.0043469 | 0.0027595 | 0.0042664 | 0.0044194 | 0.0046599 | 0.0075901 | 0.0062032 | 0.0077151 | 0.0057117 | 0.0078187
STEM | SPS1 | CH | Heat generation from CHPs and heat plants¦District heating¦CHP¦Oil¦Fossil liquids¦CHP Oil (for District Heating) | PJ/yr. | 0.0092625 | 0.00010953 | 0.0043469 | 0.0027595 | 0.0042664 | 0.0044194 | 0.0046599 | 0.0075901 | 0.0062032 | 0.0077151 | 0.0057117 | 0.0078187
STEM | SPS1 | CH | Heat generation from CHPs and heat plants¦District heating¦CHP¦Oil¦Synthetic liquids¦CHP Oil (for District Heating) | PJ/yr. | 0 | 0 | 0 | 0 | 0 | 0 | 0 | 0 | 0 | 0 | 0 | 0
STEM | SPS1 | CH | Heat generation from CHPs and heat plants¦District heating¦CHP¦Gas | PJ/yr. | 1.8036 | 0.00025238 | 0.013579 | 1.2186 | 0.8333 | 2.5212 | 3.7612 | 4.1974 | 3.6732 | 1.967 | 0.80362 | 0.063359
STEM | SPS1 | CH | Heat generation from CHPs and heat plants¦District heating¦CHP¦Gas¦CHP Gas (for District Heating) | PJ/yr. | 1.8036 | 0.00025238 | 0.013579 | 1.2186 | 0.8333 | 1.9268 | 2.1956 | 1.6518 | 1.2091 | 0.039202 | 0.017184 | 0.022348
STEM | SPS1 | CH | Heat generation from CHPs and heat plants¦District heating¦CHP¦Gas¦CHP Fuel Cell Gas (for District Heating) | PJ/yr. | 0 | 0 | 0 | 0 | 0 | 0.5944 | 1.5656 | 2.5456 | 2.4641 | 1.9278 | 0.78643 | 0.041011
| SPS1 | CH | Heat generation from CHPs and heat plants¦District heating¦CHP¦Gas¦Fossil gases | PJ/yr. | 1.7567 | 0.00024106 | 0.012316 | 1.1657 | 0.80585 | 2.4636 | 3.6942 | 4.1248 | 3.6224 | 1.9404 | 0.79194 | 0.062444
STEM | SPS1 | CH | Heat generation from CHPs and heat plants¦District heating¦CHP¦Gas¦Fossil gases¦CHP Gas (for District Heating) | PJ/yr. | 1.7567 | 0.00024106 | 0.012316 | 1.1657 | 0.80585 | 1.8828 | 2.1564 | 1.6232 | 1.1924 | 0.038671 | 0.016934 | 0.022025
STEM | SPS1 | CH | Heat generation from CHPs and heat plants¦District heating¦CHP¦Gas¦Fossil gases¦CHP Fuel Cell Gas (for District Heating) | PJ/yr. | 0 | 0 | 0 | 0 | 0 | 0.58082 | 1.5377 | 2.5016 | 2.43 | 1.9017 | 0.77501 | 0.040419
| SPS1 | CH | Heat generation from CHPs and heat plants¦District heating¦CHP¦Gas¦Synthetic gases | PJ/yr. | 0.04688 | 1.1316e-05 | 0.0012633 | 0.052825 | 0.02745 | 0.057617 | 0.067037 | 0.072632 | 0.050817 | 0.026676 | 0.011675 | 0.00091532
STEM | SPS1 | CH | Heat generation from CHPs and heat plants¦District heating¦CHP¦Gas¦Synthetic gases¦CHP Gas (for District Heating) | PJ/yr. | 0.04688 | 1.1316e-05 | 0.0012633 | 0.052825 | 0.02745 | 0.044033 | 0.039132 | 0.028583 | 0.016727 | 0.00053164 | 0.00024965 | 0.00032285
STEM | SPS1 | CH | Heat generation from CHPs and heat plants¦District heating¦CHP¦Gas¦Synthetic gases¦CHP Fuel Cell Gas (for District Heating) | PJ/yr. | 0 | 0 | 0 | 0 | 0 | 0.013584 | 0.027905 | 0.044049 | 0.03409 | 0.026144 | 0.011425 | 0.00059247
STEM | SPS1 | CH | Heat generation from CHPs and heat plants¦District heating¦CHP¦Wastes | PJ/yr. | 14.3658 | 13.0517 | 12.1488 | 12.7796 | 12.343 | 12.0348 | 11.7201 | 11.3991 | 11.3991 | 11.3991 | 11.3991 | 11.3991
STEM | SPS1 | CH | Heat generation from CHPs and heat plants¦District heating¦CHP¦Wastes¦CHP Wastes (for District Heating) | PJ/yr. | 14.3658 | 13.0517 | 12.1488 | 12.7796 | 12.343 | 12.0348 | 11.7201 | 11.3991 | 11.3991 | 11.3991 | 11.3991 | 11.3991
STEM | SPS1 | CH | Heat generation from CHPs and heat plants¦District heating¦CHP¦Wastes¦CHP Wastes (for District Heating) CCS | PJ/yr. | 0 | 0 | 0 | 0 | 0 | 0 | 0 | 0 | 0 | 0 | 0 | 0
STEM | SPS1 | CH | Heat generation from CHPs and heat plants¦District heating¦CHP¦Wastes¦Renewable | PJ/yr. | 7.1829 | 6.5258 | 6.0744 | 6.3898 | 6.1715 | 6.0174 | 5.86 | 5.6995 | 5.6995 | 5.6995 | 5.6995 | 5.6995
STEM | SPS1 | CH | Heat generation from CHPs and heat plants¦District heating¦CHP¦Wastes¦Renewable¦CHP Wastes (for District Heating) | PJ/yr. | 7.1829 | 6.5258 | 6.0744 | 6.3898 | 6.1715 | 6.0174 | 5.86 | 5.6995 | 5.6995 | 5.6995 | 5.6995 | 5.6995
STEM | SPS1 | CH | Heat generation from CHPs and heat plants¦District heating¦CHP¦Wastes¦Renewable¦CHP Wastes (for District Heating) CCS | PJ/yr. | 0 | 0 | 0 | 0 | 0 | 0 | 0 | 0 | 0 | 0 | 0 | 0
STEM | SPS1 | CH | Heat generation from CHPs and heat plants¦District heating¦CHP¦Wastes¦Non Renewable | PJ/yr. | 7.1829 | 6.5258 | 6.0744 | 6.3898 | 6.1715 | 6.0174 | 5.86 | 5.6995 | 5.6995 | 5.6995 | 5.6995 | 5.6995
STEM | SPS1 | CH | Heat generation from CHPs and heat plants¦District heating¦CHP¦Wastes¦Non Renewable¦CHP Wastes (for District Heating) | PJ/yr. | 7.1829 | 6.5258 | 6.0744 | 6.3898 | 6.1715 | 6.0174 | 5.86 | 5.6995 | 5.6995 | 5.6995 | 5.6995 | 5.6995
STEM | SPS1 | CH | Heat generation from CHPs and heat plants¦District heating¦CHP¦Wastes¦Non Renewable¦CHP Wastes (for District Heating) CCS | PJ/yr. | 0 | 0 | 0 | 0 | 0 | 0 | 0 | 0 | 0 | 0 | 0 | 0
STEM | SPS1 | CH | Heat generation from CHPs and heat plants¦District heating¦CHP¦Wood | PJ/yr. | 1.3103 | 0.40573 | 1.6986 | 2.8294 | 3.4566 | 4.0437 | 3.9994 | 5.1113 | 4.8716 | 4.4184 | 5.2015 | 5.2187
STEM | SPS1 | CH | Heat generation from CHPs and heat plants¦District heating¦CHP¦Wood¦CHP Wood (for District Heating) | PJ/yr. | 1.3103 | 0.40573 | 1.6986 | 2.8294 | 3.4566 | 4.0437 | 3.9994 | 5.1113 | 4.8716 | 4.4184 | 5.2015 | 5.2187
STEM | SPS1 | CH | Heat generation from CHPs and heat plants¦District heating¦CHP¦Hydrogen | PJ/yr. | 0 | 0 | 0 | 0 | 0 | 0.0016206 | 0.0016934 | 0.0045492 | 0.0045861 | 0.038683 | 0.10122 | 0.10153
STEM | SPS1 | CH | Heat generation from CHPs and heat plants¦District heating¦CHP¦Hydrogen¦CHP Fuel Cell Hydrogen (for District Heating) | PJ/yr. | 0 | 0 | 0 | 0 | 0 | 0.0016206 | 0.0016934 | 0.0045492 | 0.0045861 | 0.038683 | 0.10122 | 0.10153
STEM | SPS1 | CH | Heat generation from CHPs and heat plants¦District heating¦Heat plants | PJ/yr. | 7.019 | 15.8326 | 15.5799 | 9.0335 | 8.1584 | 6.83 | 6.2335 | 6.8104 | 8.9261 | 10.9837 | 11.429 | 11.0791
STEM | SPS1 | CH | Heat generation from CHPs and heat plants¦District heating¦Heat plants¦Gas | PJ/yr. | 2.6347 | 3.444 | 3.4409 | 2.244 | 2.265 | 2.2651 | 1.5651 | 2.0044 | 1.6841 | 1.5597 | 1.5595 | 1.5593
STEM | SPS1 | CH | Heat generation from CHPs and heat plants¦District heating¦Heat plants¦Gas¦Heat plant gas | PJ/yr. | 2.6347 | 3.444 | 3.4409 | 2.244 | 2.265 | 2.2651 | 1.5651 | 2.0044 | 1.6841 | 1.5597 | 1.5595 | 1.5593
| SPS1 | CH | Heat generation from CHPs and heat plants¦District heating¦Heat plants¦Gas¦Fossil gases | PJ/yr. | 1.7329 | 1.8867 | 1.8836 | 0.68667 | 0.70773 | 0.70784 | 0.0077807 | 0.44714 | 0.12678 | 0.0024136 | 0.0021947 | 0.0019874
STEM | SPS1 | CH | Heat generation from CHPs and heat plants¦District heating¦Heat plants¦Gas¦Fossil gases¦Heat plant gas | PJ/yr. | 1.7329 | 1.8867 | 1.8836 | 0.68667 | 0.70773 | 0.70784 | 0.0077807 | 0.44714 | 0.12678 | 0.0024136 | 0.0021947 | 0.0019874
| SPS1 | CH | Heat generation from CHPs and heat plants¦District heating¦Heat plants¦Gas¦Synthetic gases | PJ/yr. | 0.90177 | 1.5573 | 1.5573 | 1.5573 | 1.5573 | 1.5573 | 1.5573 | 1.5573 | 1.5573 | 1.5573 | 1.5573 | 1.5573
STEM | SPS1 | CH | Heat generation from CHPs and heat plants¦District heating¦Heat plants¦Gas¦Synthetic gases¦Heat plant gas | PJ/yr. | 0.90177 | 1.5573 | 1.5573 | 1.5573 | 1.5573 | 1.5573 | 1.5573 | 1.5573 | 1.5573 | 1.5573 | 1.5573 | 1.5573
STEM | SPS1 | CH | Heat generation from CHPs and heat plants¦District heating¦Heat plants¦Nuclear fuel | PJ/yr. | 2.9 | 7.6038 | 7.6024 | 2.3004 | 1.3913 | 0 | 0 | 0 | 2.2332 | 4.1597 | 4.4077 | 3.8177
STEM | SPS1 | CH | Heat generation from CHPs and heat plants¦District heating¦Heat plants¦Nuclear fuel¦Heat plant nuclear | PJ/yr. | 2.9 | 7.6038 | 7.6024 | 2.3004 | 1.3913 | 0 | 0 | 0 | 2.2332 | 4.1597 | 4.4077 | 3.8177
STEM | SPS1 | CH | Heat generation from CHPs and heat plants¦District heating¦Heat plants¦Oil | PJ/yr. | 0.18406 | 0.18584 | 0.0011603 | 0.0013128 | 0.0010231 | 0.00098938 | 0.00094097 | 0.00037008 | 0.0006381 | 0.00034297 | 0.0007303 | 0.00031859
STEM | SPS1 | CH | Heat generation from CHPs and heat plants¦District heating¦Heat plants¦Oil¦Heat plant oil | PJ/yr. | 0.18406 | 0.18584 | 0.0011603 | 0.0013128 | 0.0010231 | 0.00098938 | 0.00094097 | 0.00037008 | 0.0006381 | 0.00034297 | 0.0007303 | 0.00031859
| SPS1 | CH | Heat generation from CHPs and heat plants¦District heating¦Heat plants¦Fossil liquids | PJ/yr. | 0.18406 | 0.18584 | 0.0011603 | 0.0013128 | 0.0010231 | 0.00098938 | 0.00094097 | 0.00037008 | 0.0006381 | 0.00034297 | 0.0007303 | 0.00031859
STEM | SPS1 | CH | Heat generation from CHPs and heat plants¦District heating¦Heat plants¦Fossil liquids¦Heat plant oil | PJ/yr. | 0.18406 | 0.18584 | 0.0011603 | 0.0013128 | 0.0010231 | 0.00098938 | 0.00094097 | 0.00037008 | 0.0006381 | 0.00034297 | 0.0007303 | 0.00031859
| SPS1 | CH | Heat generation from CHPs and heat plants¦District heating¦Heat plants¦Synthetic liquids | PJ/yr. | 0 | 0 | 0 | 0 | 0 | 0 | 0 | 0 | 0 | 0 | 0 | 0
STEM | SPS1 | CH | Heat generation from CHPs and heat plants¦District heating¦Heat plants¦Synthetic liquids¦Heat plant oil | PJ/yr. | 0 | 0 | 0 | 0 | 0 | 0 | 0 | 0 | 0 | 0 | 0 | 0
STEM | SPS1 | CH | Heat generation from CHPs and heat plants¦District heating¦Heat plants¦Wood | PJ/yr. | 1.3003 | 1.1735 | 1.0061 | 0.77855 | 0.60254 | 0.46627 | 0.3608 | 0.27922 | 0.25097 | 0.26404 | 0.20613 | 0.17867
STEM | SPS1 | CH | Heat generation from CHPs and heat plants¦District heating¦Heat plants¦Wood¦Heat plant wood | PJ/yr. | 1.3003 | 1.1735 | 1.0061 | 0.77855 | 0.60254 | 0.46627 | 0.3608 | 0.27922 | 0.25097 | 0.26404 | 0.20613 | 0.17867
STEM | SPS1 | CH | Heat generation from CHPs and heat plants¦District heating¦Heat plants¦Solar | PJ/yr. | 0 | 0 | 0 | 2.6098e-05 | 4.095e-05 | 4.3228e-05 | 4.3951e-05 | 4.6149e-05 | 4.7164e-05 | 5.2991e-05 | 5.6273e-05 | 0.00010307
STEM | SPS1 | CH | Heat generation from CHPs and heat plants¦District heating¦Heat plants¦Solar¦Heat plant solar | PJ/yr. | 0 | 0 | 0 | 2.6098e-05 | 4.095e-05 | 4.3228e-05 | 4.3951e-05 | 4.6149e-05 | 4.7164e-05 | 5.2991e-05 | 5.6273e-05 | 0.00010307
STEM | SPS1 | CH | Heat generation from CHPs and heat plants¦District heating¦Heat plants¦Geothermal | PJ/yr. | 0 | 0 | 0 | 0 | 0 | 0.00022299 | 0.0002196 | 0.00021886 | 0.00021946 | 0.0002207 | 0.00022335 | 0.0002975
STEM | SPS1 | CH | Heat generation from CHPs and heat plants¦District heating¦Heat plants¦Geothermal¦Heat plant deep geothermal | PJ/yr. | 0 | 0 | 0 | 0 | 0 | 0.00022299 | 0.0002196 | 0.00021886 | 0.00021946 | 0.0002207 | 0.00022335 | 0.0002975
STEM | SPS1 | CH | Heat generation from CHPs and heat plants¦District heating¦Heat plants¦Electricity | PJ/yr. | 0 | 3.4255 | 3.5293 | 3.7093 | 3.8985 | 4.0974 | 4.3064 | 4.5261 | 4.7569 | 4.9996 | 5.2546 | 5.5227
STEM | SPS1 | CH | Heat generation from CHPs and heat plants¦District heating¦Heat plants¦Electricity¦Heat pump electric | PJ/yr. | 0 | 3.4255 | 3.5293 | 3.7093 | 3.8985 | 4.0974 | 4.3064 | 4.5261 | 4.7569 | 4.9996 | 5.2546 | 5.5227
STEM | SPS1 | CH | Heat generation from CHPs and heat plants¦On-site CHPs | PJ/yr. | 6.5044 | 8.2335 | 8.4379 | 14.093 | 17.3542 | 16.526 | 17.433 | 16.009 | 16.0549 | 16.5299 | 16.5253 | 16.9728
STEM | SPS1 | CH | Heat generation from CHPs and heat plants¦On-site CHPs¦Oil | PJ/yr. | 0.92935 | 2.0724 | 0.027284 | 1.3063 | 0.8379 | 0.040361 | 0.045069 | 0.044302 | 0.043642 | 0.04781 | 0.045754 | 0.046139
STEM | SPS1 | CH | Heat generation from CHPs and heat plants¦On-site CHPs¦Oil¦Industrial CHPs oil | PJ/yr. | 0.92935 | 2.0724 | 0.027284 | 1.3063 | 0.8379 | 0.040361 | 0.045069 | 0.044302 | 0.043642 | 0.04781 | 0.045754 | 0.046139
| SPS1 | CH | Heat generation from CHPs and heat plants¦On-site CHPs¦Oil¦Fossil liquids | PJ/yr. | 0.92935 | 2.0724 | 0.027284 | 1.3063 | 0.8379 | 0.040361 | 0.045069 | 0.044302 | 0.043642 | 0.04781 | 0.045754 | 0.046139
STEM | SPS1 | CH | Heat generation from CHPs and heat plants¦On-site CHPs¦Oil¦Fossil liquids¦Industrial CHPs oil | PJ/yr. | 0.92935 | 2.0724 | 0.027284 | 1.3063 | 0.8379 | 0.040361 | 0.045069 | 0.044302 | 0.043642 | 0.04781 | 0.045754 | 0.046139
| SPS1 | CH | Heat generation from CHPs and heat plants¦On-site CHPs¦Oil¦Synthetic liquids | PJ/yr. | 0 | 0 | 0 | 0 | 0 | 0 | 0 | 0 | 0 | 0 | 0 | 0
STEM | SPS1 | CH | Heat generation from CHPs and heat plants¦On-site CHPs¦Oil¦Synthetic liquids¦Industrial CHPs oil | PJ/yr. | 0 | 0 | 0 | 0 | 0 | 0 | 0 | 0 | 0 | 0 | 0 | 0
STEM | SPS1 | CH | Heat generation from CHPs and heat plants¦On-site CHPs¦Gas | PJ/yr. | 2.9805 | 2.4859 | 2.4302 | 6.4722 | 9.1767 | 8.4812 | 8.2073 | 6.5268 | 6.3791 | 6.4127 | 6.5257 | 6.7466
STEM | SPS1 | CH | Heat generation from CHPs and heat plants¦On-site CHPs¦Gas¦Industrial CHPs gas | PJ/yr. | 0.76955 | 0.10223 | 0.065289 | 0.84868 | 1.0485 | 0.17622 | 0.13103 | 0.058469 | 0.044825 | 0.059391 | 0.067015 | 0.023131
STEM | SPS1 | CH | Heat generation from CHPs and heat plants¦On-site CHPs¦Gas¦Industrial CHPs gas (CCS) | PJ/yr. | 0 | 0 | 0 | 0 | 0 | 0 | 0 | 0 | 0 | 0 | 0 | 0
STEM | SPS1 | CH | Heat generation from CHPs and heat plants¦On-site CHPs¦Gas¦Industrial CHPs fuel cells (gas reformer) | PJ/yr. | 0 | 0 | 0 | 0.0005771 | 0.0007828 | 0.0012212 | 0.0016932 | 0.0026675 | 0.0024332 | 0.0044154 | 0.0042808 | 0.0053162
STEM | SPS1 | CH | Heat generation from CHPs and heat plants¦On-site CHPs¦Gas¦Residential single family CHPs gas | PJ/yr. | 0.033756 | 0.0059722 | 0.019594 | 0.018796 | 0.026626 | 0.025961 | 0.036656 | 0.040637 | 0.035919 | 0.045642 | 0.21395 | 0.25795
STEM | SPS1 | CH | Heat generation from CHPs and heat plants¦On-site CHPs¦Gas¦Residential single family CHPs fuel cells gas | PJ/yr. | 0 | 0 | 0 | 0 | 0 | 0 | 0 | 0 | 0 | 0 | 0 | 0
STEM | SPS1 | CH | Heat generation from CHPs and heat plants¦On-site CHPs¦Gas¦Residential multi family CHPs gas | PJ/yr. | 0.060305 | 0.049145 | 0.20561 | 1.3017 | 1.3361 | 1.5003 | 1.3361 | 1.4217 | 1.3832 | 1.358 | 1.198 | 1.1461
STEM | SPS1 | CH | Heat generation from CHPs and heat plants¦On-site CHPs¦Gas¦Residential multi family CHPs fuel cells gas | PJ/yr. | 0 | 0 | 0 | 0 | 0 | 0 | 0 | 0 | 0 | 0 | 0 | 0
STEM | SPS1 | CH | Heat generation from CHPs and heat plants¦On-site CHPs¦Gas¦Services sectors CHPs (bio)gas | PJ/yr. | 1.4243 | 1.5784 | 1.483 | 1.324 | 1.165 | 1.006 | 1.006 | 1.006 | 1.006 | 1.006 | 1.0553 | 1.0555
STEM | SPS1 | CH | Heat generation from CHPs and heat plants¦On-site CHPs¦Gas¦Services sectors CHPs gas | PJ/yr. | 0.69258 | 0.75021 | 0.65668 | 2.9781 | 5.5986 | 5.7705 | 5.6951 | 3.9955 | 3.905 | 3.9356 | 3.9844 | 4.251
STEM | SPS1 | CH | Heat generation from CHPs and heat plants¦On-site CHPs¦Gas¦Services sectors CHPs fuel cells (gas reformer) | PJ/yr. | 0 | 0 | 0 | 0.00035671 | 0.0011277 | 0.001085 | 0.00082027 | 0.0018061 | 0.0018032 | 0.0036532 | 0.0028037 | 0.0075441
STEM | SPS1 | CH | Heat generation from CHPs and heat plants¦On-site CHPs¦Gas¦Fossil gases | PJ/yr. | 1.5157 | 0.86686 | 0.85906 | 4.925 | 7.7478 | 7.3045 | 7.073 | 5.4253 | 5.2988 | 5.3334 | 5.391 | 5.6089
STEM | SPS1 | CH | Heat generation from CHPs and heat plants¦On-site CHPs¦Gas¦Fossil gases¦Industrial CHPs gas | PJ/yr. | 0.74955 | 0.097645 | 0.059215 | 0.81189 | 1.0139 | 0.17219 | 0.12869 | 0.057458 | 0.044205 | 0.058585 | 0.066041 | 0.022797
STEM | SPS1 | CH | Heat generation from CHPs and heat plants¦On-site CHPs¦Gas¦Fossil gases¦Industrial CHPs gas (CCS) | PJ/yr. | 0 | 0 | 0 | 0 | 0 | 0 | 0 | 0 | 0 | 0 | 0 | 0
STEM | SPS1 | CH | Heat generation from CHPs and heat plants¦On-site CHPs¦Gas¦Fossil gases¦Industrial CHPs fuel cells (gas reformer) | PJ/yr. | 0 | 0 | 0 | 0.00055208 | 0.00075702 | 0.0011933 | 0.001663 | 0.0026213 | 0.0023995 | 0.0043556 | 0.0042186 | 0.0052394
STEM | SPS1 | CH | Heat generation from CHPs and heat plants¦On-site CHPs¦Gas¦Fossil gases¦Residential single family CHPs gas | PJ/yr. | 0.032878 | 0.0057044 | 0.017771 | 0.017981 | 0.025749 | 0.025368 | 0.036003 | 0.039933 | 0.035422 | 0.045023 | 0.21084 | 0.25422
STEM | SPS1 | CH | Heat generation from CHPs and heat plants¦On-site CHPs¦Gas¦Fossil gases¦Residential single family CHPs fuel cells gas | PJ/yr. | 0 | 0 | 0 | 0 | 0 | 0 | 0 | 0 | 0 | 0 | 0 | 0
STEM | SPS1 | CH | Heat generation from CHPs and heat plants¦On-site CHPs¦Gas¦Fossil gases¦Residential multi family CHPs gas | PJ/yr. | 0.058737 | 0.046942 | 0.18648 | 1.2453 | 1.2921 | 1.466 | 1.3122 | 1.3971 | 1.364 | 1.3395 | 1.1806 | 1.1295
STEM | SPS1 | CH | Heat generation from CHPs and heat plants¦On-site CHPs¦Gas¦Fossil gases¦Residential multi family CHPs fuel cells gas | PJ/yr. | 0 | 0 | 0 | 0 | 0 | 0 | 0 | 0 | 0 | 0 | 0 | 0
STEM | SPS1 | CH | Heat generation from CHPs and heat plants¦On-site CHPs¦Gas¦Fossil gases¦Services sectors CHPs (bio)gas | PJ/yr. | 0 | 0 | 0 | 0 | 0 | 0 | 0 | 0 | 0 | 0 | 0 | 0
STEM | SPS1 | CH | Heat generation from CHPs and heat plants¦On-site CHPs¦Gas¦Fossil gases¦Services sectors CHPs gas | PJ/yr. | 0.67457 | 0.71657 | 0.59559 | 2.849 | 5.4142 | 5.6386 | 5.5936 | 3.9264 | 3.851 | 3.8823 | 3.9265 | 4.1896
STEM | SPS1 | CH | Heat generation from CHPs and heat plants¦On-site CHPs¦Gas¦Fossil gases¦Services sectors CHPs fuel cells (gas reformer) | PJ/yr. | 0 | 0 | 0 | 0.00034125 | 0.0010906 | 0.0010602 | 0.00080565 | 0.0017749 | 0.0017782 | 0.0036037 | 0.002763 | 0.0074351
STEM | SPS1 | CH | Heat generation from CHPs and heat plants¦On-site CHPs¦Gas¦Synthetic gases | PJ/yr. | 1.4648 | 1.6191 | 1.5711 | 1.5471 | 1.4289 | 1.1768 | 1.1343 | 1.1015 | 1.0803 | 1.0793 | 1.1348 | 1.1377
STEM | SPS1 | CH | Heat generation from CHPs and heat plants¦On-site CHPs¦Gas¦Synthetic gases¦Industrial CHPs gas | PJ/yr. | 0.020003 | 0.0045837 | 0.0060739 | 0.036791 | 0.034539 | 0.0040271 | 0.0023354 | 0.0010117 | 0.00062013 | 0.00080542 | 0.00097359 | 0.00033416
STEM | SPS1 | CH | Heat generation from CHPs and heat plants¦On-site CHPs¦Gas¦Synthetic gases¦Industrial CHPs gas (CCS) | PJ/yr. | 0 | 0 | 0 | 0 | 0 | 0 | 0 | 0 | 0 | 0 | 0 | 0
STEM | SPS1 | CH | Heat generation from CHPs and heat plants¦On-site CHPs¦Gas¦Synthetic gases¦Industrial CHPs fuel cells (gas reformer) | PJ/yr. | 0 | 0 | 0 | 2.5018e-05 | 2.5787e-05 | 2.7909e-05 | 3.0178e-05 | 4.6157e-05 | 3.3662e-05 | 5.988e-05 | 6.2192e-05 | 7.68e-05
STEM | SPS1 | CH | Heat generation from CHPs and heat plants¦On-site CHPs¦Gas¦Synthetic gases¦Residential single family CHPs gas | PJ/yr. | 0.00087741 | 0.00026778 | 0.0018229 | 0.00081483 | 0.0008771 | 0.00059329 | 0.00065334 | 0.00070317 | 0.00049692 | 0.00061896 | 0.0031082 | 0.0037264
STEM | SPS1 | CH | Heat generation from CHPs and heat plants¦On-site CHPs¦Gas¦Synthetic gases¦Residential single family CHPs fuel cells gas | PJ/yr. | 0 | 0 | 0 | 0 | 0 | 0 | 0 | 0 | 0 | 0 | 0 | 0
STEM | SPS1 | CH | Heat generation from CHPs and heat plants¦On-site CHPs¦Gas¦Synthetic gases¦Residential multi family CHPs gas | PJ/yr. | 0.0015675 | 0.0022036 | 0.019128 | 0.056429 | 0.044012 | 0.034287 | 0.023813 | 0.024602 | 0.019136 | 0.018416 | 0.017405 | 0.016557
STEM | SPS1 | CH | Heat generation from CHPs and heat plants¦On-site CHPs¦Gas¦Synthetic gases¦Residential multi family CHPs fuel cells gas | PJ/yr. | 0 | 0 | 0 | 0 | 0 | 0 | 0 | 0 | 0 | 0 | 0 | 0
STEM | SPS1 | CH | Heat generation from CHPs and heat plants¦On-site CHPs¦Gas¦Synthetic gases¦Services sectors CHPs (bio)gas | PJ/yr. | 1.4243 | 1.5784 | 1.483 | 1.324 | 1.165 | 1.006 | 1.006 | 1.006 | 1.006 | 1.006 | 1.0553 | 1.0555
STEM | SPS1 | CH | Heat generation from CHPs and heat plants¦On-site CHPs¦Gas¦Synthetic gases¦Services sectors CHPs gas | PJ/yr. | 0.018002 | 0.033638 | 0.061092 | 0.1291 | 0.18443 | 0.13187 | 0.10151 | 0.069138 | 0.054024 | 0.053373 | 0.057885 | 0.061413
STEM | SPS1 | CH | Heat generation from CHPs and heat plants¦On-site CHPs¦Gas¦Synthetic gases¦Services sectors CHPs fuel cells (gas reformer) | PJ/yr. | 0 | 0 | 0 | 1.5464e-05 | 3.7148e-05 | 2.4794e-05 | 1.462e-05 | 3.1253e-05 | 2.4946e-05 | 4.9543e-05 | 4.0732e-05 | 0.00010899
STEM | SPS1 | CH | Heat generation from CHPs and heat plants¦On-site CHPs¦Wastes | PJ/yr. | 1.9348 | 1.8588 | 2.5503 | 2.2433 | 1.9427 | 1.6589 | 1.378 | 1.0998 | 1.0998 | 1.0998 | 1.0998 | 1.0998
STEM | SPS1 | CH | Heat generation from CHPs and heat plants¦On-site CHPs¦Wastes¦Industrial CHPs wastes | PJ/yr. | 1.9348 | 1.8588 | 2.5503 | 2.2433 | 1.9427 | 1.6589 | 1.378 | 1.0998 | 1.0998 | 1.0998 | 1.0998 | 1.0998
STEM | SPS1 | CH | Heat generation from CHPs and heat plants¦On-site CHPs¦Wastes¦Industrial CHPs wastes CCS | PJ/yr. | 0 | 0 | 0 | 0 | 0 | 0 | 0 | 0 | 0 | 0 | 0 | 0
STEM | SPS1 | CH | Heat generation from CHPs and heat plants¦On-site CHPs¦Wastes¦Renewable | PJ/yr. | 0 | 0 | 0 | 0 | 0 | 0 | 0 | 0 | 0 | 0 | 0 | 0
STEM | SPS1 | CH | Heat generation from CHPs and heat plants¦On-site CHPs¦Wastes¦Renewable¦Industrial CHPs wastes | PJ/yr. | 0 | 0 | 0 | 0 | 0 | 0 | 0 | 0 | 0 | 0 | 0 | 0
STEM | SPS1 | CH | Heat generation from CHPs and heat plants¦On-site CHPs¦Wastes¦Renewable¦Industrial CHPs wastes CCS | PJ/yr. | 0 | 0 | 0 | 0 | 0 | 0 | 0 | 0 | 0 | 0 | 0 | 0
STEM | SPS1 | CH | Heat generation from CHPs and heat plants¦On-site CHPs¦Wastes¦Non Renewable | PJ/yr. | 1.9348 | 1.8588 | 2.5503 | 2.2433 | 1.9427 | 1.6589 | 1.378 | 1.0998 | 1.0998 | 1.0998 | 1.0998 | 1.0998
STEM | SPS1 | CH | Heat generation from CHPs and heat plants¦On-site CHPs¦Wastes¦Non Renewable¦Industrial CHPs wastes | PJ/yr. | 1.9348 | 1.8588 | 2.5503 | 2.2433 | 1.9427 | 1.6589 | 1.378 | 1.0998 | 1.0998 | 1.0998 | 1.0998 | 1.0998
STEM | SPS1 | CH | Heat generation from CHPs and heat plants¦On-site CHPs¦Wastes¦Non Renewable¦Industrial CHPs wastes CCS | PJ/yr. | 0 | 0 | 0 | 0 | 0 | 0 | 0 | 0 | 0 | 0 | 0 | 0
STEM | SPS1 | CH | Heat generation from CHPs and heat plants¦On-site CHPs¦Wood | PJ/yr. | 0.65977 | 1.8164 | 3.4301 | 4.0696 | 5.3926 | 6.3396 | 7.7969 | 8.3229 | 8.5186 | 8.9344 | 8.8117 | 9.041
STEM | SPS1 | CH | Heat generation from CHPs and heat plants¦On-site CHPs¦Wood¦Industrial CHPs wood | PJ/yr. | 0.65977 | 1.8164 | 3.4301 | 4.0547 | 5.3735 | 6.3225 | 7.7791 | 8.2842 | 8.4814 | 8.8847 | 8.7714 | 8.9686
STEM | SPS1 | CH | Heat generation from CHPs and heat plants¦On-site CHPs¦Wood¦Industrial CHPs wood (CCS) | PJ/yr. | 0 | 0 | 0 | 0 | 0 | 0 | 0 | 0 | 0 | 0 | 0 | 0
STEM | SPS1 | CH | Heat generation from CHPs and heat plants¦On-site CHPs¦Wood¦Residential single family CHPs wood | PJ/yr. | 0 | 0 | 0 | 0.0026613 | 0.005597 | 0.0052987 | 0.0053422 | 0.010871 | 0.010458 | 0.015309 | 0.010695 | 0.018201
STEM | SPS1 | CH | Heat generation from CHPs and heat plants¦On-site CHPs¦Wood¦Residential multi family CHPs wood | PJ/yr. | 0 | 0 | 0 | 0.0075936 | 0.0099686 | 0.0090016 | 0.0087296 | 0.021939 | 0.02118 | 0.02486 | 0.021405 | 0.037584
STEM | SPS1 | CH | Heat generation from CHPs and heat plants¦On-site CHPs¦Wood¦Services sectors CHPs wood | PJ/yr. | 0 | 0 | 0 | 0.0046698 | 0.0035369 | 0.0028059 | 0.0037397 | 0.0058723 | 0.0055713 | 0.0095734 | 0.0082134 | 0.016632
STEM | SPS1 | CH | Heat generation from CHPs and heat plants¦On-site CHPs¦Hydrogen | PJ/yr. | 0 | 0 | 0 | 0.0015484 | 0.0043444 | 0.0058642 | 0.0057055 | 0.01529 | 0.013777 | 0.035246 | 0.042322 | 0.039281
STEM | SPS1 | CH | Heat generation from CHPs and heat plants¦On-site CHPs¦Hydrogen¦Industrial CHPs fuel cells (hydrogen) | PJ/yr. | 0 | 0 | 0 | 0.00092203 | 0.0028443 | 0.0042839 | 0.0039534 | 0.011054 | 0.0097848 | 0.025004 | 0.034858 | 0.024177
STEM | SPS1 | CH | Heat generation from CHPs and heat plants¦On-site CHPs¦Hydrogen¦Services sectors CHPs fuel cells (hydrogen) | PJ/yr. | 0 | 0 | 0 | 0.00062634 | 0.0015001 | 0.0015804 | 0.0017521 | 0.0042357 | 0.0039921 | 0.010243 | 0.0074642 | 0.015104
STEM | SPS1 | CH | Fuel input for electricity generation | PJ/yr. | 437.6625 | 420.7017 | 426.4902 | 458.1485 | 416.2843 | 347.7105 | 256.8147 | 262.4954 | 294.694 | 324.9645 | 328.2026 | 333.3644
STEM | SPS1 | CH | Fuel input for electricity generation¦Nuclear Fuel | PJ/yr. | 250.9482 | 254.3925 | 224.1787 | 221.5313 | 173.5358 | 100.0263 | 0 | 0 | 21.6948 | 44.3642 | 44.57 | 45.583
STEM | SPS1 | CH | Fuel input for electricity generation¦Nuclear Fuel¦Nuclear power plants | PJ/yr. | 250.9482 | 254.3925 | 224.1787 | 221.5313 | 173.5358 | 100.0263 | 0 | 0 | 21.6948 | 44.3642 | 44.57 | 45.583
STEM | SPS1 | CH | Fuel input for electricity generation¦Hydro | PJ/yr. | 149.4305 | 125.6058 | 141.9616 | 150.0095 | 150.0561 | 150.0941 | 150.132 | 150.1725 | 150.2094 | 150.2531 | 150.3022 | 150.7748
STEM | SPS1 | CH | Fuel input for electricity generation¦Hydro¦Hydro Large | PJ/yr. | 66.7457 | 49.7988 | 68.5353 | 69.6189 | 70.7033 | 71.788 | 72.8725 | 73.9575 | 73.9574 | 73.9576 | 73.9575 | 73.9571
STEM | SPS1 | CH | Fuel input for electricity generation¦Hydro¦Hydro Run of River | PJ/yr. | 66.6324 | 55.764 | 65.5507 | 64.4672 | 63.3828 | 62.298 | 61.2136 | 60.1286 | 60.1287 | 60.1285 | 60.1285 | 60.129
STEM | SPS1 | CH | Fuel input for electricity generation¦Hydro¦Pump storage | PJ/yr. | 16.0524 | 20.0429 | 7.8756 | 15.9234 | 15.9701 | 16.0081 | 16.0459 | 16.0865 | 16.1233 | 16.167 | 16.2162 | 16.6887
STEM | SPS1 | CH | Fuel input for electricity generation¦Oil | PJ/yr. | 0.14194 | 0.053364 | 0.012431 | 0.079433 | 0.11475 | 0.029887 | 0.04536 | 0.060744 | 0.043151 | 0.062818 | 0.067651 | 0.10649
STEM | SPS1 | CH | Fuel input for electricity generation¦Oil¦Peak devices | PJ/yr. | 0.11785 | 0.00018965 | 0.010003 | 0.0043438 | 0.0056494 | 0.0069389 | 0.019541 | 0.034005 | 0.016898 | 0.033793 | 0.040902 | 0.078282
STEM | SPS1 | CH | Fuel input for electricity generation¦Oil¦CHP Oil (for District Heating) | PJ/yr. | 0.0033627 | 4.7466e-05 | 0.0014317 | 0.00084428 | 0.0012916 | 0.0012972 | 0.001385 | 0.0023244 | 0.0018555 | 0.0024099 | 0.0017656 | 0.0025389
STEM | SPS1 | CH | Fuel input for electricity generation¦Oil¦Industrial CHPs oil | PJ/yr. | 0.020735 | 0.053127 | 0.00099585 | 0.074245 | 0.10781 | 0.021651 | 0.024434 | 0.024415 | 0.024397 | 0.026615 | 0.024983 | 0.025665
STEM | SPS1 | CH | Fuel input for electricity generation¦Oil¦Fossil liquids | PJ/yr. | 0.14194 | 0.053364 | 0.012431 | 0.079433 | 0.11475 | 0.029887 | 0.04536 | 0.060744 | 0.043151 | 0.062818 | 0.067651 | 0.10649
STEM | SPS1 | CH | Fuel input for electricity generation¦Oil¦Fossil liquids¦Peak devices | PJ/yr. | 0.11785 | 0.00018965 | 0.010003 | 0.0043438 | 0.0056494 | 0.0069389 | 0.019541 | 0.034005 | 0.016898 | 0.033793 | 0.040902 | 0.078282
STEM | SPS1 | CH | Fuel input for electricity generation¦Oil¦Fossil liquids¦CHP Oil (for District Heating) | PJ/yr. | 0.0033627 | 4.7466e-05 | 0.0014317 | 0.00084428 | 0.0012916 | 0.0012972 | 0.001385 | 0.0023244 | 0.0018555 | 0.0024099 | 0.0017656 | 0.0025389
STEM | SPS1 | CH | Fuel input for electricity generation¦Oil¦Fossil liquids¦Industrial CHPs oil | PJ/yr. | 0.020735 | 0.053127 | 0.00099585 | 0.074245 | 0.10781 | 0.021651 | 0.024434 | 0.024415 | 0.024397 | 0.026615 | 0.024983 | 0.025665
STEM | SPS1 | CH | Fuel input for electricity generation¦Oil¦Synthetic liquids | PJ/yr. | 0 | 0 | 0 | 0 | 0 | 0 | 0 | 0 | 0 | 0 | 0 | 0
STEM | SPS1 | CH | Fuel input for electricity generation¦Oil¦Synthetic liquids¦Peak devices | PJ/yr. | 0 | 0 | 0 | 0 | 0 | 0 | 0 | 0 | 0 | 0 | 0 | 0
STEM | SPS1 | CH | Fuel input for electricity generation¦Oil¦Synthetic liquids¦CHP Oil (for District Heating) | PJ/yr. | 0 | 0 | 0 | 0 | 0 | 0 | 0 | 0 | 0 | 0 | 0 | 0
STEM | SPS1 | CH | Fuel input for electricity generation¦Oil¦Synthetic liquids¦Industrial CHPs oil | PJ/yr. | 0 | 0 | 0 | 0 | 0 | 0 | 0 | 0 | 0 | 0 | 0 | 0
STEM | SPS1 | CH | Fuel input for electricity generation¦Gas | PJ/yr. | 4.059 | 2.1941 | 2.1524 | 6.5281 | 7.9578 | 8.8028 | 13.6009 | 14.1726 | 21.5652 | 25.2891 | 24.6557 | 24.1347
STEM | SPS1 | CH | Fuel input for electricity generation¦Gas¦Gas turbines combined cycle | PJ/yr. | 0 | 0 | 0 | 0 | 0 | 0.05321 | 2.9751 | 4.8425 | 12.6676 | 18.0255 | 18.4733 | 18.1592
STEM | SPS1 | CH | Fuel input for electricity generation¦Gas¦Gas turbines open cycle | PJ/yr. | 0 | 0 | 0 | 0 | 0.018281 | 0.16587 | 1.2745 | 0.85872 | 0.88195 | 0.34811 | 0.097177 | 0.31418
STEM | SPS1 | CH | Fuel input for electricity generation¦Gas¦Gas turbines combined cycle CCS | PJ/yr. | 0 | 0 | 0 | 0 | 0 | 0.00026489 | 0.0003411 | 0.00079474 | 0.00048215 | 0.00091111 | 0.000615 | 0.001238
STEM | SPS1 | CH | Fuel input for electricity generation¦Gas¦CHP Gas (for District Heating) | PJ/yr. | 1.282 | 0.00021048 | 0.0094477 | 0.73634 | 0.5055 | 1.1744 | 1.3461 | 1.0168 | 0.74302 | 0.02484 | 0.011127 | 0.014792
STEM | SPS1 | CH | Fuel input for electricity generation¦Gas¦CHP Fuel Cell Gas (for District Heating) | PJ/yr. | 0 | 0 | 0 | 0 | 0 | 0.51231 | 1.3091 | 2.0658 | 1.9997 | 1.5645 | 0.63821 | 0.033282
STEM | SPS1 | CH | Fuel input for electricity generation¦Gas¦Industrial CHPs gas | PJ/yr. | 0.89328 | 0.12051 | 0.076674 | 1.044 | 0.68123 | 0.2051 | 0.15578 | 0.071579 | 0.055025 | 0.072932 | 0.081948 | 0.029787
STEM | SPS1 | CH | Fuel input for electricity generation¦Gas¦Industrial CHPs gas (CCS) | PJ/yr. | 0 | 0 | 0 | 0 | 0 | 0 | 0 | 0 | 0 | 0 | 0 | 0
STEM | SPS1 | CH | Fuel input for electricity generation¦Gas¦Industrial CHPs fuel cells (gas reformer) | PJ/yr. | 0 | 0 | 0 | 0 | 0 | 0 | 0 | 0 | 0 | 0 | 0 | 0
STEM | SPS1 | CH | Fuel input for electricity generation¦Gas¦Residential single family CHPs gas | PJ/yr. | 0.01837 | 0.0027469 | 0.010078 | 0.0092339 | 0.012808 | 0.01246 | 0.017921 | 0.019711 | 0.016699 | 0.021319 | 0.10541 | 0.12651
STEM | SPS1 | CH | Fuel input for electricity generation¦Gas¦Residential single family CHPs fuel cells gas | PJ/yr. | 0 | 0 | 0 | 0.00047163 | 0.0016977 | 0.0016799 | 0.0017721 | 0.0041625 | 0.0033634 | 0.0053361 | 0.0051224 | 0.0097023
STEM | SPS1 | CH | Fuel input for electricity generation¦Gas¦Residential multi family CHPs gas | PJ/yr. | 0.03375 | 0.024849 | 0.10643 | 0.68539 | 0.70775 | 0.80835 | 0.72644 | 0.7717 | 0.75182 | 0.72169 | 0.63324 | 0.57883
STEM | SPS1 | CH | Fuel input for electricity generation¦Gas¦Residential multi family CHPs fuel cells gas | PJ/yr. | 0 | 0 | 0 | 0.0021082 | 0.0082823 | 0.0082926 | 0.0095231 | 0.024335 | 0.020784 | 0.041975 | 0.040356 | 0.075227
STEM | SPS1 | CH | Fuel input for electricity generation¦Gas¦Services sectors CHPs (bio)gas | PJ/yr. | 1.0647 | 1.2551 | 1.2996 | 1.3813 | 1.4573 | 1.5464 | 1.5303 | 1.5084 | 1.5066 | 1.5102 | 1.5884 | 1.5894
STEM | SPS1 | CH | Fuel input for electricity generation¦Gas¦Services sectors CHPs gas | PJ/yr. | 0.76692 | 0.79074 | 0.65015 | 2.6677 | 4.5601 | 4.3097 | 4.2506 | 2.9804 | 2.9105 | 2.9361 | 2.9688 | 3.1701
STEM | SPS1 | CH | Fuel input for electricity generation¦Gas¦Services sectors CHPs fuel cells (gas reformer) | PJ/yr. | 0 | 0 | 0 | 0.0015244 | 0.004828 | 0.0046541 | 0.003525 | 0.0077764 | 0.0077636 | 0.015729 | 0.012072 | 0.032482
STEM | SPS1 | CH | Fuel input for electricity generation¦Gas¦Fossil gases | PJ/yr. | 2.9165 | 0.89695 | 0.77344 | 4.9236 | 6.2864 | 7.0903 | 11.8552 | 12.4444 | 19.7807 | 23.4555 | 22.7316 | 22.2184
STEM | SPS1 | CH | Fuel input for electricity generation¦Gas¦Fossil gases¦Gas turbines combined cycle | PJ/yr. | 0 | 0 | 0 | 0 | 0 | 0.051994 | 2.9221 | 4.7587 | 12.4923 | 17.781 | 18.2049 | 17.8968
STEM | SPS1 | CH | Fuel input for electricity generation¦Gas¦Fossil gases¦Gas turbines open cycle | PJ/yr. | 0 | 0 | 0 | 0 | 0.017678 | 0.16208 | 1.2518 | 0.84386 | 0.86975 | 0.34339 | 0.095765 | 0.30964
STEM | SPS1 | CH | Fuel input for electricity generation¦Gas¦Fossil gases¦Gas turbines combined cycle CCS | PJ/yr. | 0 | 0 | 0 | 0 | 0 | 0 | 0 | 0 | 0 | 0 | 0 | 0
STEM | SPS1 | CH | Fuel input for electricity generation¦Gas¦Fossil gases¦CHP Gas (for District Heating) | PJ/yr. | 1.2487 | 0.00020104 | 0.0085688 | 0.70442 | 0.48885 | 1.1476 | 1.3221 | 0.99923 | 0.73274 | 0.024503 | 0.010966 | 0.014578
STEM | SPS1 | CH | Fuel input for electricity generation¦Gas¦Fossil gases¦CHP Fuel Cell Gas (for District Heating) | PJ/yr. | 0 | 0 | 0 | 0 | 0 | 0.5006 | 1.2857 | 2.0301 | 1.972 | 1.5433 | 0.62894 | 0.032801
STEM | SPS1 | CH | Fuel input for electricity generation¦Gas¦Fossil gases¦Industrial CHPs gas | PJ/yr. | 0.87006 | 0.1151 | 0.069541 | 0.99875 | 0.65879 | 0.20041 | 0.153 | 0.07034 | 0.054264 | 0.071943 | 0.080758 | 0.029357
STEM | SPS1 | CH | Fuel input for electricity generation¦Gas¦Fossil gases¦Industrial CHPs gas (CCS) | PJ/yr. | 0 | 0 | 0 | 0 | 0 | 0 | 0 | 0 | 0 | 0 | 0 | 0
STEM | SPS1 | CH | Fuel input for electricity generation¦Gas¦Fossil gases¦Industrial CHPs fuel cells (gas reformer) | PJ/yr. | 0 | 0 | 0 | 0 | 0 | 0 | 0 | 0 | 0 | 0 | 0 | 0
STEM | SPS1 | CH | Fuel input for electricity generation¦Gas¦Fossil gases¦Residential single family CHPs gas | PJ/yr. | 0.017893 | 0.0026237 | 0.0091408 | 0.0088336 | 0.012386 | 0.012175 | 0.017602 | 0.01937 | 0.016468 | 0.02103 | 0.10388 | 0.12469
STEM | SPS1 | CH | Fuel input for electricity generation¦Gas¦Fossil gases¦Residential single family CHPs fuel cells gas | PJ/yr. | 0 | 0 | 0 | 0.00045118 | 0.0016418 | 0.0016415 | 0.0017406 | 0.0040905 | 0.0033169 | 0.0052637 | 0.0050479 | 0.0095621
STEM | SPS1 | CH | Fuel input for electricity generation¦Gas¦Fossil gases¦Residential multi family CHPs gas | PJ/yr. | 0.032873 | 0.023735 | 0.096525 | 0.65567 | 0.68443 | 0.78988 | 0.71349 | 0.75835 | 0.74142 | 0.7119 | 0.62404 | 0.57047
STEM | SPS1 | CH | Fuel input for electricity generation¦Gas¦Fossil gases¦Residential multi family CHPs fuel cells gas | PJ/yr. | 0 | 0 | 0 | 0.0020168 | 0.0080095 | 0.0081031 | 0.0093534 | 0.023914 | 0.020496 | 0.041406 | 0.039769 | 0.074141
STEM | SPS1 | CH | Fuel input for electricity generation¦Gas¦Fossil gases¦Services sectors CHPs (bio)gas | PJ/yr. | 0 | 0 | 0 | 0 | 0 | 0 | 0 | 0 | 0 | 0 | 0 | 0
STEM | SPS1 | CH | Fuel input for electricity generation¦Gas¦Fossil gases¦Services sectors CHPs gas | PJ/yr. | 0.74699 | 0.75529 | 0.58967 | 2.552 | 4.4099 | 4.2113 | 4.1748 | 2.9288 | 2.8702 | 2.8963 | 2.9256 | 3.1243
STEM | SPS1 | CH | Fuel input for electricity generation¦Gas¦Fossil gases¦Services sectors CHPs fuel cells (gas reformer) | PJ/yr. | 0 | 0 | 0 | 0.0014583 | 0.004669 | 0.0045478 | 0.0034621 | 0.0076418 | 0.0076562 | 0.015516 | 0.011896 | 0.032012
STEM | SPS1 | CH | Fuel input for electricity generation¦Gas¦Synthetic gases | PJ/yr. | 1.1425 | 1.2972 | 1.3789 | 1.6044 | 1.6714 | 1.7125 | 1.7457 | 1.7283 | 1.7845 | 1.8336 | 1.9242 | 1.9163
STEM | SPS1 | CH | Fuel input for electricity generation¦Gas¦Synthetic gases¦Gas turbines combined cycle | PJ/yr. | 0 | 0 | 0 | 0 | 0 | 0.001216 | 0.053027 | 0.083794 | 0.17525 | 0.24445 | 0.26838 | 0.26234
STEM | SPS1 | CH | Fuel input for electricity generation¦Gas¦Synthetic gases¦Gas turbines open cycle | PJ/yr. | 0 | 0 | 0 | 0 | 0.00060219 | 0.0037906 | 0.022716 | 0.014859 | 0.012201 | 0.0047208 | 0.0014118 | 0.0045388
STEM | SPS1 | CH | Fuel input for electricity generation¦Gas¦Synthetic gases¦Gas turbines combined cycle CCS | PJ/yr. | 0 | 0 | 0 | 0 | 0 | 0.00026489 | 0.0003411 | 0.00079474 | 0.00048215 | 0.00091111 | 0.000615 | 0.001238
STEM | SPS1 | CH | Fuel input for electricity generation¦Gas¦Synthetic gases¦CHP Gas (for District Heating) | PJ/yr. | 0.033323 | 9.4373e-06 | 0.00087893 | 0.031921 | 0.016652 | 0.026839 | 0.023992 | 0.017595 | 0.010279 | 0.00033686 | 0.00016166 | 0.00021369
STEM | SPS1 | CH | Fuel input for electricity generation¦Gas¦Synthetic gases¦CHP Fuel Cell Gas (for District Heating) | PJ/yr. | 0 | 0 | 0 | 0 | 0 | 0.011708 | 0.023332 | 0.035747 | 0.027665 | 0.021217 | 0.0092719 | 0.0004808
STEM | SPS1 | CH | Fuel input for electricity generation¦Gas¦Synthetic gases¦Industrial CHPs gas | PJ/yr. | 0.023219 | 0.0054032 | 0.0071331 | 0.045258 | 0.02244 | 0.0046871 | 0.0027764 | 0.0012386 | 0.00076125 | 0.00098906 | 0.0011905 | 0.00043032
STEM | SPS1 | CH | Fuel input for electricity generation¦Gas¦Synthetic gases¦Industrial CHPs gas (CCS) | PJ/yr. | 0 | 0 | 0 | 0 | 0 | 0 | 0 | 0 | 0 | 0 | 0 | 0
STEM | SPS1 | CH | Fuel input for electricity generation¦Gas¦Synthetic gases¦Industrial CHPs fuel cells (gas reformer) | PJ/yr. | 0 | 0 | 0 | 0 | 0 | 0 | 0 | 0 | 0 | 0 | 0 | 0
STEM | SPS1 | CH | Fuel input for electricity generation¦Gas¦Synthetic gases¦Residential single family CHPs gas | PJ/yr. | 0.0004775 | 0.00012316 | 0.0009376 | 0.00040029 | 0.00042192 | 0.00028474 | 0.00031941 | 0.00034107 | 0.00023102 | 0.00028912 | 0.0015314 | 0.0018277
STEM | SPS1 | CH | Fuel input for electricity generation¦Gas¦Synthetic gases¦Residential single family CHPs fuel cells gas | PJ/yr. | 0 | 0 | 0 | 2.0445e-05 | 5.5926e-05 | 3.839e-05 | 3.1585e-05 | 7.2027e-05 | 4.6531e-05 | 7.2365e-05 | 7.4418e-05 | 0.00014016
STEM | SPS1 | CH | Fuel input for electricity generation¦Gas¦Synthetic gases¦Residential multi family CHPs gas | PJ/yr. | 0.00087726 | 0.0011142 | 0.009901 | 0.029712 | 0.023314 | 0.018473 | 0.012947 | 0.013353 | 0.010401 | 0.0097871 | 0.0091997 | 0.0083621
STEM | SPS1 | CH | Fuel input for electricity generation¦Gas¦Synthetic gases¦Residential multi family CHPs fuel cells gas | PJ/yr. | 0 | 0 | 0 | 9.1393e-05 | 0.00027283 | 0.00018951 | 0.00016973 | 0.00042109 | 0.00028753 | 0.00056924 | 0.00058629 | 0.0010868
STEM | SPS1 | CH | Fuel input for electricity generation¦Gas¦Synthetic gases¦Services sectors CHPs (bio)gas | PJ/yr. | 1.0647 | 1.2551 | 1.2996 | 1.3813 | 1.4573 | 1.5464 | 1.5303 | 1.5084 | 1.5066 | 1.5102 | 1.5884 | 1.5894
STEM | SPS1 | CH | Fuel input for electricity generation¦Gas¦Synthetic gases¦Services sectors CHPs gas | PJ/yr. | 0.019935 | 0.035455 | 0.060484 | 0.11565 | 0.15022 | 0.09849 | 0.07576 | 0.051572 | 0.040265 | 0.039818 | 0.04313 | 0.045797
STEM | SPS1 | CH | Fuel input for electricity generation¦Gas¦Synthetic gases¦Services sectors CHPs fuel cells (gas reformer) | PJ/yr. | 0 | 0 | 0 | 6.6084e-05 | 0.00015904 | 0.00010636 | 6.2827e-05 | 0.00013456 | 0.00010741 | 0.00021331 | 0.00017538 | 0.00046925
STEM | SPS1 | CH | Fuel input for electricity generation¦Wastes | PJ/yr. | 22.4777 | 24.5219 | 27.0654 | 25.098 | 25.503 | 26.1606 | 26.865 | 27.6352 | 27.6352 | 27.6352 | 27.6352 | 27.6352
STEM | SPS1 | CH | Fuel input for electricity generation¦Wastes¦Wastes Incineration (electric only) | PJ/yr. | 18.2036 | 20.4298 | 22.9347 | 20.6966 | 20.9588 | 21.4516 | 21.9564 | 22.4734 | 22.4734 | 22.4734 | 22.4734 | 22.4735
STEM | SPS1 | CH | Fuel input for electricity generation¦Wastes¦Wastes Incineration (electric only) CCS | PJ/yr. | 0 | 0 | 0 | 0 | 0 | 0 | 0 | 0 | 0 | 0 | 0 | 0
STEM | SPS1 | CH | Fuel input for electricity generation¦Wastes¦CHP Wastes (for District Heating) | PJ/yr. | 3.8796 | 3.6829 | 3.4971 | 3.7071 | 3.7745 | 3.8376 | 3.903 | 3.9708 | 3.9707 | 3.9707 | 3.9707 | 3.9706
STEM | SPS1 | CH | Fuel input for electricity generation¦Wastes¦CHP Wastes (for District Heating) CCS | PJ/yr. | 0 | 0 | 0 | 0 | 0 | 0 | 0 | 0 | 0 | 0 | 0 | 0
STEM | SPS1 | CH | Fuel input for electricity generation¦Wastes¦Industrial CHPs wastes | PJ/yr. | 0.39445 | 0.40919 | 0.63366 | 0.69431 | 0.76967 | 0.87139 | 1.0056 | 1.191 | 1.191 | 1.191 | 1.191 | 1.1911
STEM | SPS1 | CH | Fuel input for electricity generation¦Wastes¦Industrial CHPs wastes CCS | PJ/yr. | 0 | 0 | 0 | 0 | 0 | 0 | 0 | 0 | 0 | 0 | 0 | 0
STEM | SPS1 | CH | Fuel input for electricity generation¦Wastes¦Renewable | PJ/yr. | 11.0416 | 12.0564 | 13.2159 | 12.2019 | 12.3667 | 12.6446 | 12.9297 | 13.2221 | 13.2221 | 13.2221 | 13.2221 | 13.2221
STEM | SPS1 | CH | Fuel input for electricity generation¦Wastes¦Renewable¦Wastes Incineration (electric only) | PJ/yr. | 9.1018 | 10.2149 | 11.4674 | 10.3483 | 10.4794 | 10.7258 | 10.9782 | 11.2367 | 11.2367 | 11.2367 | 11.2367 | 11.2367
STEM | SPS1 | CH | Fuel input for electricity generation¦Wastes¦Renewable¦Wastes Incineration (electric only) CCS | PJ/yr. | 0 | 0 | 0 | 0 | 0 | 0 | 0 | 0 | 0 | 0 | 0 | 0
STEM | SPS1 | CH | Fuel input for electricity generation¦Wastes¦Renewable¦CHP Wastes (for District Heating) | PJ/yr. | 1.9398 | 1.8415 | 1.7485 | 1.8536 | 1.8873 | 1.9188 | 1.9515 | 1.9854 | 1.9854 | 1.9854 | 1.9854 | 1.9853
STEM | SPS1 | CH | Fuel input for electricity generation¦Wastes¦Renewable¦CHP Wastes (for District Heating) CCS | PJ/yr. | 0 | 0 | 0 | 0 | 0 | 0 | 0 | 0 | 0 | 0 | 0 | 0
STEM | SPS1 | CH | Fuel input for electricity generation¦Wastes¦Renewable¦Industrial CHPs wastes | PJ/yr. | 0 | 0 | 0 | 0 | 0 | 0 | 0 | 0 | 0 | 0 | 0 | 0
STEM | SPS1 | CH | Fuel input for electricity generation¦Wastes¦Renewable¦Industrial CHPs wastes CCS | PJ/yr. | 0 | 0 | 0 | 0 | 0 | 0 | 0 | 0 | 0 | 0 | 0 | 0
STEM | SPS1 | CH | Fuel input for electricity generation¦Wastes¦Non Renewable | PJ/yr. | 11.4361 | 12.4656 | 13.8495 | 12.8962 | 13.1363 | 13.516 | 13.9353 | 14.4131 | 14.4131 | 14.4131 | 14.4131 | 14.4131
STEM | SPS1 | CH | Fuel input for electricity generation¦Wastes¦Non Renewable¦Wastes Incineration (electric only) | PJ/yr. | 9.1018 | 10.2149 | 11.4674 | 10.3483 | 10.4794 | 10.7258 | 10.9782 | 11.2367 | 11.2367 | 11.2367 | 11.2367 | 11.2367
STEM | SPS1 | CH | Fuel input for electricity generation¦Wastes¦Non Renewable¦Wastes Incineration (electric only) CCS | PJ/yr. | 0 | 0 | 0 | 0 | 0 | 0 | 0 | 0 | 0 | 0 | 0 | 0
STEM | SPS1 | CH | Fuel input for electricity generation¦Wastes¦Non Renewable¦CHP Wastes (for District Heating) | PJ/yr. | 1.9398 | 1.8415 | 1.7485 | 1.8536 | 1.8873 | 1.9188 | 1.9515 | 1.9854 | 1.9854 | 1.9854 | 1.9854 | 1.9853
STEM | SPS1 | CH | Fuel input for electricity generation¦Wastes¦Non Renewable¦CHP Wastes (for District Heating) CCS | PJ/yr. | 0 | 0 | 0 | 0 | 0 | 0 | 0 | 0 | 0 | 0 | 0 | 0
STEM | SPS1 | CH | Fuel input for electricity generation¦Wastes¦Non Renewable¦Industrial CHPs wastes | PJ/yr. | 0.39445 | 0.40919 | 0.63366 | 0.69431 | 0.76967 | 0.87139 | 1.0056 | 1.191 | 1.191 | 1.191 | 1.191 | 1.1911
STEM | SPS1 | CH | Fuel input for electricity generation¦Wastes¦Non Renewable¦Industrial CHPs wastes CCS | PJ/yr. | 0 | 0 | 0 | 0 | 0 | 0 | 0 | 0 | 0 | 0 | 0 | 0
STEM | SPS1 | CH | Fuel input for electricity generation¦Wood | PJ/yr. | 0.58034 | 0.54625 | 1.6708 | 2.9147 | 3.6265 | 4.1229 | 4.6671 | 5.2045 | 5.1996 | 5.1864 | 5.0424 | 4.99
STEM | SPS1 | CH | Fuel input for electricity generation¦Wood¦CHP Wood (for District Heating) | PJ/yr. | 0.39928 | 0.031011 | 0.52755 | 1.0882 | 1.2582 | 1.3967 | 1.3817 | 1.7649 | 1.6808 | 1.4924 | 1.4001 | 1.2461
STEM | SPS1 | CH | Fuel input for electricity generation¦Wood¦Biomass with CCS (BECCS) | PJ/yr. | 0 | 0 | 0 | 0 | 0 | 0.00030293 | 0.00037418 | 0.00081477 | 0.00047591 | 0.00098519 | 0.0008155 | 0.0019054
STEM | SPS1 | CH | Fuel input for electricity generation¦Wood¦Industrial CHPs wood | PJ/yr. | 0.18106 | 0.51524 | 1.1433 | 1.8182 | 2.3585 | 2.7173 | 3.2756 | 3.4193 | 3.5005 | 3.6672 | 3.6205 | 3.7024
STEM | SPS1 | CH | Fuel input for electricity generation¦Wood¦Industrial CHPs wood (CCS) | PJ/yr. | 0 | 0 | 0 | 0 | 0 | 0 | 0 | 0 | 0 | 0 | 0 | 0
STEM | SPS1 | CH | Fuel input for electricity generation¦Wood¦Residential single family CHPs wood | PJ/yr. | 0 | 0 | 0 | 0.0013992 | 0.0027341 | 0.0025851 | 0.0027195 | 0.0056795 | 0.0051091 | 0.0078038 | 0.0055969 | 0.010103
STEM | SPS1 | CH | Fuel input for electricity generation¦Wood¦Residential multi family CHPs wood | PJ/yr. | 0 | 0 | 0 | 0.0032702 | 0.0042021 | 0.0037015 | 0.0036063 | 0.0087724 | 0.0081494 | 0.0099893 | 0.0085714 | 0.015531
STEM | SPS1 | CH | Fuel input for electricity generation¦Wood¦Services sectors CHPs wood | PJ/yr. | 0 | 0 | 0 | 0.0035353 | 0.0028563 | 0.0023171 | 0.0030806 | 0.005065 | 0.0045963 | 0.0079721 | 0.0068134 | 0.013999
STEM | SPS1 | CH | Fuel input for electricity generation¦Wind | PJ/yr. | 0.524 | 0.54529 | 0.50317 | 0.54632 | 0.54691 | 0.547 | 0.5524 | 0.55251 | 0.55265 | 0.55266 | 0.55308 | 0.5553
STEM | SPS1 | CH | Fuel input for electricity generation¦Wind¦Wind turbines | PJ/yr. | 0.524 | 0.54529 | 0.50317 | 0.54632 | 0.54691 | 0.547 | 0.5524 | 0.55251 | 0.55265 | 0.55266 | 0.55308 | 0.5553
STEM | SPS1 | CH | Fuel input for electricity generation¦Solar | PJ/yr. | 9.355 | 12.8214 | 28.8 | 51.1778 | 54.5217 | 57.2502 | 59.9627 | 62.87 | 65.5163 | 68.62 | 72.1063 | 75.8742
STEM | SPS1 | CH | Fuel input for electricity generation¦Solar¦Solar PV (large scale) | PJ/yr. | 0 | 0 | 0.1562 | 0.30105 | 1.0496 | 1.0505 | 0.89622 | 0.79053 | 0.27014 | 0.045675 | 0.033898 | 0.12528
STEM | SPS1 | CH | Fuel input for electricity generation¦Solar¦Solar PV (Industry) | PJ/yr. | 3.518 | 4.8486 | 11.9271 | 14.1166 | 14.8367 | 15.5935 | 16.3889 | 17.2249 | 18.1036 | 19.0271 | 19.9976 | 21.0177
STEM | SPS1 | CH | Fuel input for electricity generation¦Solar¦Solar PV (Residential single family) | PJ/yr. | 2.1349 | 3.3907 | 6.9699 | 18.9173 | 19.8823 | 20.8965 | 21.9625 | 23.0828 | 24.2602 | 25.4977 | 26.7984 | 28.1654
STEM | SPS1 | CH | Fuel input for electricity generation¦Solar¦Solar PV (Residential multi family) | PJ/yr. | 0.86248 | 1.2876 | 5.8108 | 13.4339 | 14.1192 | 14.8394 | 15.5964 | 16.392 | 17.2281 | 18.1069 | 19.0306 | 20.0014
STEM | SPS1 | CH | Fuel input for electricity generation¦Solar¦Solar PV (Services) | PJ/yr. | 2.8396 | 3.2945 | 3.9361 | 4.4089 | 4.6339 | 4.8702 | 5.1187 | 5.3798 | 5.6542 | 5.9426 | 6.2458 | 6.5644
STEM | SPS1 | CH | Fuel input for electricity generation¦Geothermal | PJ/yr. | 0 | 0 | 0 | 0 | 0 | 0 | 0 | 0 | 0 | 0 | 0 | 0
STEM | SPS1 | CH | Fuel input for electricity generation¦Geothermal¦Deep geothermal | PJ/yr. | 0 | 0 | 0 | 0 | 0 | 0 | 0.029354 | 0.048417 | 0.049371 | 0.052363 | 0.060202 | 0.10617
STEM | SPS1 | CH | Fuel input for electricity generation¦Hydrogen | PJ/yr. | 0 | 0 | 0 | 0.0024257 | 0.0073564 | 0.012401 | 0.012813 | 0.036686 | 0.033417 | 0.10797 | 0.17657 | 0.16811
STEM | SPS1 | CH | Fuel input for electricity generation¦Hydrogen¦CHP Fuel Cell Hydrogen (for District Heating) | PJ/yr. | 0 | 0 | 0 | 0 | 0 | 0.001435 | 0.001455 | 0.0037947 | 0.0038255 | 0.032268 | 0.084433 | 0.084692
STEM | SPS1 | CH | Fuel input for electricity generation¦Hydrogen¦Industrial CHPs fuel cells (hydrogen) | PJ/yr. | 0 | 0 | 0 | 0.001426 | 0.0048274 | 0.0081134 | 0.008065 | 0.024565 | 0.021744 | 0.055564 | 0.077462 | 0.053727
STEM | SPS1 | CH | Fuel input for electricity generation¦Hydrogen¦Services sectors CHPs fuel cells (hydrogen) | PJ/yr. | 0 | 0 | 0 | 0.00099964 | 0.002529 | 0.0028523 | 0.0032932 | 0.0083267 | 0.0078477 | 0.020135 | 0.014673 | 0.029691
STEM | SPS1 | CH | Fuel input for electricity generation¦Electricity storage (non hydro) | PJ/yr. | 0.14584 | 0.021071 | 0.14562 | 0.26099 | 0.41442 | 0.66441 | 0.97648 | 1.7906 | 2.2443 | 2.893 | 3.0934 | 3.5426
STEM | SPS1 | CH | Fuel input for electricity generation¦Electricity storage (non hydro)¦CAES | PJ/yr. | 0.13504 | 0.01138 | 0.1348 | 0.062903 | 0.054077 | 0.055444 | 0.0038353 | 0.012507 | 0.067948 | 0.1347 | 0.13473 | 0.13472
STEM | SPS1 | CH | Fuel input for electricity generation¦Electricity storage (non hydro)¦Battery storage large size centralised | PJ/yr. | 0.002989 | 0.00241 | 0.0029989 | 0.0027782 | 0.0068545 | 0.13541 | 0.13875 | 0.19157 | 0.21192 | 0.27178 | 0.27562 | 0.30029
STEM | SPS1 | CH | Fuel input for electricity generation¦Electricity storage (non hydro)¦Battery storage medium size centralised | PJ/yr. | 0.0026638 | 0.0021587 | 0.0026702 | 0.0025671 | 0.0065145 | 0.053651 | 0.43268 | 1.096 | 1.4489 | 1.9443 | 2.1136 | 2.5076
STEM | SPS1 | CH | Fuel input for electricity generation¦Electricity storage (non hydro)¦Batteries in industry | PJ/yr. | 0.00083593 | 0.00083025 | 0.00083495 | 0.036581 | 0.060573 | 0.060254 | 0.06132 | 0.086817 | 0.075029 | 0.10138 | 0.12102 | 0.1757
STEM | SPS1 | CH | Fuel input for electricity generation¦Electricity storage (non hydro)¦Batteries in residential single family houses | PJ/yr. | 0.0017392 | 0.0017295 | 0.0017386 | 0.058652 | 0.10576 | 0.1164 | 0.11972 | 0.15116 | 0.16549 | 0.16564 | 0.16832 | 0.15938
STEM | SPS1 | CH | Fuel input for electricity generation¦Electricity storage (non hydro)¦Batteries in residential multi-family houses | PJ/yr. | 0.0017392 | 0.0017296 | 0.0017385 | 0.059 | 0.1078 | 0.14506 | 0.13145 | 0.15228 | 0.16564 | 0.16589 | 0.16861 | 0.15954
STEM | SPS1 | CH | Fuel input for electricity generation¦Electricity storage (non hydro)¦Batteries in Services sector | PJ/yr. | 0.00083866 | 0.00083288 | 0.00083745 | 0.038507 | 0.072835 | 0.098192 | 0.088726 | 0.10026 | 0.10931 | 0.10925 | 0.11147 | 0.10543
| SPS1 | CH | Fuel input for heat generation from CHPs and heat plants | PJ/yr. | 55.7461 | 55.9963 | 57.4616 | 63.4329 | 66.2375 | 66.8888 | 67.7478 | 67.4506 | 66.2224 | 64.133 | 63.2391 | 62.7385
| SPS1 | CH | Fuel input for heat generation from CHPs and heat plants¦District heating | PJ/yr. | 47.8449 | 47.3199 | 46.3654 | 46.5361 | 45.556 | 46.8788 | 47.0427 | 48.5465 | 47.3275 | 44.8021 | 43.8783 | 42.9377
| SPS1 | CH | Fuel input for heat generation from CHPs and heat plants¦District heating¦CHP | PJ/yr. | 39.926 | 34.185 | 33.6554 | 38.1429 | 37.7814 | 39.9278 | 40.992 | 42.0256 | 41.1447 | 38.6656 | 37.7393 | 36.749
| SPS1 | CH | Fuel input for heat generation from CHPs and heat plants¦District heating¦CHP¦Oil | PJ/yr. | 0.017294 | 0.00024411 | 0.0073632 | 0.004342 | 0.0066423 | 0.0066713 | 0.0071229 | 0.011954 | 0.0095425 | 0.012394 | 0.0090802 | 0.013057
| SPS1 | CH | Fuel input for heat generation from CHPs and heat plants¦District heating¦CHP¦Oil¦CHP Oil (for District Heating) | PJ/yr. | 0.017294 | 0.00024411 | 0.0073632 | 0.004342 | 0.0066423 | 0.0066713 | 0.0071229 | 0.011954 | 0.0095425 | 0.012394 | 0.0090802 | 0.013057
| SPS1 | CH | Fuel input for heat generation from CHPs and heat plants¦District heating¦CHP¦Oil¦Fossil liquids | PJ/yr. | 0.017294 | 0.00024411 | 0.0073632 | 0.004342 | 0.0066423 | 0.0066713 | 0.0071229 | 0.011954 | 0.0095425 | 0.012394 | 0.0090802 | 0.013057
| SPS1 | CH | Fuel input for heat generation from CHPs and heat plants¦District heating¦CHP¦Oil¦Fossil liquids¦CHP Oil (for District Heating) | PJ/yr. | 0.017294 | 0.00024411 | 0.0073632 | 0.004342 | 0.0066423 | 0.0066713 | 0.0071229 | 0.011954 | 0.0095425 | 0.012394 | 0.0090802 | 0.013057
| SPS1 | CH | Fuel input for heat generation from CHPs and heat plants¦District heating¦CHP¦Oil¦Synthetic liquids | PJ/yr. | 0 | 0 | 0 | 0 | 0 | 0 | 0 | 0 | 0 | 0 | 0 | 0
| SPS1 | CH | Fuel input for heat generation from CHPs and heat plants¦District heating¦CHP¦Oil¦Synthetic liquids¦CHP Oil (for District Heating) | PJ/yr. | 0 | 0 | 0 | 0 | 0 | 0 | 0 | 0 | 0 | 0 | 0 | 0
| SPS1 | CH | Fuel input for heat generation from CHPs and heat plants¦District heating¦CHP¦Gas | PJ/yr. | 2.3938 | 0.00040444 | 0.018924 | 1.5748 | 1.0753 | 3.138 | 4.5346 | 4.8657 | 4.2049 | 2.1249 | 0.86892 | 0.07506
| SPS1 | CH | Fuel input for heat generation from CHPs and heat plants¦District heating¦CHP¦Gas¦CHP Gas (for District Heating) | PJ/yr. | 2.3938 | 0.00040444 | 0.018924 | 1.5748 | 1.0753 | 2.4848 | 2.8328 | 2.1284 | 1.5553 | 0.051995 | 0.023292 | 0.030962
| SPS1 | CH | Fuel input for heat generation from CHPs and heat plants¦District heating¦CHP¦Gas¦CHP Fuel Cell Gas (for District Heating) | PJ/yr. | 0 | 0 | 0 | 0 | 0 | 0.65319 | 1.7018 | 2.7372 | 2.6496 | 2.0729 | 0.84563 | 0.044098
| SPS1 | CH | Fuel input for heat generation from CHPs and heat plants¦District heating¦CHP¦Gas¦Fossil gases | PJ/yr. | 2.3316 | 0.00038631 | 0.017163 | 1.5066 | 1.0399 | 3.0663 | 4.4538 | 4.7815 | 4.1467 | 2.0961 | 0.8563 | 0.073976
| SPS1 | CH | Fuel input for heat generation from CHPs and heat plants¦District heating¦CHP¦Gas¦Fossil gases¦CHP Gas (for District Heating) | PJ/yr. | 2.3316 | 0.00038631 | 0.017163 | 1.5066 | 1.0399 | 2.428 | 2.7824 | 2.0916 | 1.5338 | 0.05129 | 0.022954 | 0.030515
| SPS1 | CH | Fuel input for heat generation from CHPs and heat plants¦District heating¦CHP¦Gas¦Fossil gases¦CHP Fuel Cell Gas (for District Heating) | PJ/yr. | 0 | 0 | 0 | 0 | 0 | 0.63826 | 1.6714 | 2.6899 | 2.6129 | 2.0448 | 0.83334 | 0.043461
| SPS1 | CH | Fuel input for heat generation from CHPs and heat plants¦District heating¦CHP¦Gas¦Synthetic gases | PJ/yr. | 0.062223 | 1.8134e-05 | 0.0017605 | 0.06827 | 0.035423 | 0.071712 | 0.080822 | 0.084195 | 0.058173 | 0.028817 | 0.012624 | 0.0010844
| SPS1 | CH | Fuel input for heat generation from CHPs and heat plants¦District heating¦CHP¦Gas¦Synthetic gases¦CHP Gas (for District Heating) | PJ/yr. | 0.062223 | 1.8134e-05 | 0.0017605 | 0.06827 | 0.035423 | 0.056785 | 0.050491 | 0.03683 | 0.021517 | 0.00070513 | 0.00033839 | 0.0004473
| SPS1 | CH | Fuel input for heat generation from CHPs and heat plants¦District heating¦CHP¦Gas¦Synthetic gases¦CHP Fuel Cell Gas (for District Heating) | PJ/yr. | 0 | 0 | 0 | 0 | 0 | 0.014927 | 0.030331 | 0.047365 | 0.036656 | 0.028112 | 0.012285 | 0.00063706
| SPS1 | CH | Fuel input for heat generation from CHPs and heat plants¦District heating¦CHP¦Wastes | PJ/yr. | 36.2361 | 33.975 | 32.0158 | 33.7176 | 33.4089 | 33.1287 | 32.8349 | 32.5264 | 32.5263 | 32.5263 | 32.5262 | 32.5255
| SPS1 | CH | Fuel input for heat generation from CHPs and heat plants¦District heating¦CHP¦Wastes¦CHP Wastes (for District Heating) | PJ/yr. | 36.2361 | 33.975 | 32.0158 | 33.7176 | 33.4089 | 33.1287 | 32.8349 | 32.5264 | 32.5263 | 32.5263 | 32.5262 | 32.5255
| SPS1 | CH | Fuel input for heat generation from CHPs and heat plants¦District heating¦CHP¦Wastes¦CHP Wastes (for District Heating) CCS | PJ/yr. | 0 | 0 | 0 | 0 | 0 | 0 | 0 | 0 | 0 | 0 | 0 | 0
| SPS1 | CH | Fuel input for heat generation from CHPs and heat plants¦District heating¦CHP¦Wastes¦Renewable | PJ/yr. | 18.1181 | 16.9875 | 16.0079 | 16.8588 | 16.7045 | 16.5643 | 16.4174 | 16.2632 | 16.2632 | 16.2631 | 16.2631 | 16.2628
| SPS1 | CH | Fuel input for heat generation from CHPs and heat plants¦District heating¦CHP¦Wastes¦Renewable¦CHP Wastes (for District Heating) | PJ/yr. | 18.1181 | 16.9875 | 16.0079 | 16.8588 | 16.7045 | 16.5643 | 16.4174 | 16.2632 | 16.2632 | 16.2631 | 16.2631 | 16.2628
| SPS1 | CH | Fuel input for heat generation from CHPs and heat plants¦District heating¦CHP¦Wastes¦Renewable¦CHP Wastes (for District Heating) CCS | PJ/yr. | 0 | 0 | 0 | 0 | 0 | 0 | 0 | 0 | 0 | 0 | 0 | 0
| SPS1 | CH | Fuel input for heat generation from CHPs and heat plants¦District heating¦CHP¦Wastes¦Non Renewable | PJ/yr. | 18.1181 | 16.9875 | 16.0079 | 16.8588 | 16.7045 | 16.5643 | 16.4174 | 16.2632 | 16.2632 | 16.2631 | 16.2631 | 16.2628
| SPS1 | CH | Fuel input for heat generation from CHPs and heat plants¦District heating¦CHP¦Wastes¦Non Renewable¦CHP Wastes (for District Heating) | PJ/yr. | 18.1181 | 16.9875 | 16.0079 | 16.8588 | 16.7045 | 16.5643 | 16.4174 | 16.2632 | 16.2632 | 16.2631 | 16.2631 | 16.2628
| SPS1 | CH | Fuel input for heat generation from CHPs and heat plants¦District heating¦CHP¦Wastes¦Non Renewable¦CHP Wastes (for District Heating) CCS | PJ/yr. | 0 | 0 | 0 | 0 | 0 | 0 | 0 | 0 | 0 | 0 | 0 | 0
| SPS1 | CH | Fuel input for heat generation from CHPs and heat plants¦District heating¦CHP¦Wood | PJ/yr. | 1.2787 | 0.20932 | 1.6134 | 2.846 | 3.2905 | 3.6527 | 3.6136 | 4.6168 | 4.3991 | 3.9613 | 4.2285 | 4.0285
| SPS1 | CH | Fuel input for heat generation from CHPs and heat plants¦District heating¦CHP¦Wood¦CHP Wood (for District Heating) | PJ/yr. | 1.2787 | 0.20932 | 1.6134 | 2.846 | 3.2905 | 3.6527 | 3.6136 | 4.6168 | 4.3991 | 3.9613 | 4.2285 | 4.0285
| SPS1 | CH | Fuel input for heat generation from CHPs and heat plants¦District heating¦CHP¦Hydrogen | PJ/yr. | 0 | 0 | 0 | 0 | 0 | 0.0017426 | 0.0018015 | 0.0047886 | 0.0048275 | 0.040719 | 0.10655 | 0.10687
| SPS1 | CH | Fuel input for heat generation from CHPs and heat plants¦District heating¦CHP¦Hydrogen¦CHP Fuel Cell Hydrogen (for District Heating) | PJ/yr. | 0 | 0 | 0 | 0 | 0 | 0.0017426 | 0.0018015 | 0.0047886 | 0.0048275 | 0.040719 | 0.10655 | 0.10687
| SPS1 | CH | Fuel input for heat generation from CHPs and heat plants¦District heating¦Heat plants | PJ/yr. | 7.919 | 13.1349 | 12.71 | 8.3932 | 7.7746 | 6.951 | 6.0506 | 6.5208 | 6.1828 | 6.1365 | 6.139 | 6.1887
| SPS1 | CH | Fuel input for heat generation from CHPs and heat plants¦District heating¦Heat plants¦Gas | PJ/yr. | 4.396 | 6.2972 | 6.2936 | 4.8928 | 4.9174 | 4.9176 | 4.0983 | 4.6125 | 4.2376 | 4.092 | 4.0918 | 4.0916
| SPS1 | CH | Fuel input for heat generation from CHPs and heat plants¦District heating¦Heat plants¦Gas¦Heat plant gas | PJ/yr. | 4.396 | 6.2972 | 6.2936 | 4.8928 | 4.9174 | 4.9176 | 4.0983 | 4.6125 | 4.2376 | 4.092 | 4.0918 | 4.0916
| SPS1 | CH | Fuel input for heat generation from CHPs and heat plants¦District heating¦Heat plants¦Fossil gases | PJ/yr. | 2.0281 | 2.208 | 2.2045 | 0.80363 | 0.82828 | 0.82842 | 0.0091061 | 0.5233 | 0.14837 | 0.0028247 | 0.0025685 | 0.0023259
| SPS1 | CH | Fuel input for heat generation from CHPs and heat plants¦District heating¦Heat plants¦Fossil gases¦Heat plant gas | PJ/yr. | 2.0281 | 2.208 | 2.2045 | 0.80363 | 0.82828 | 0.82842 | 0.0091061 | 0.5233 | 0.14837 | 0.0028247 | 0.0025685 | 0.0023259
| SPS1 | CH | Fuel input for heat generation from CHPs and heat plants¦District heating¦Heat plants¦Synthetic gases | PJ/yr. | 1.184 | 2.0446 | 2.0446 | 2.0446 | 2.0446 | 2.0446 | 2.0446 | 2.0446 | 2.0446 | 2.0446 | 2.0446 | 2.0446
| SPS1 | CH | Fuel input for heat generation from CHPs and heat plants¦District heating¦Heat plants¦Synthetic gases¦Heat plant gas | PJ/yr. | 1.184 | 2.0446 | 2.0446 | 2.0446 | 2.0446 | 2.0446 | 2.0446 | 2.0446 | 2.0446 | 2.0446 | 2.0446 | 2.0446
| SPS1 | CH | Fuel input for heat generation from CHPs and heat plants¦District heating¦Heat plants¦Nuclear fuel | PJ/yr. | 1.45 | 3.8019 | 3.8012 | 1.1502 | 0.69563 | 0 | 0 | 0 | 0 | 0 | 0 | 0
| SPS1 | CH | Fuel input for heat generation from CHPs and heat plants¦District heating¦Heat plants¦Nuclear fuel¦Heat plant nuclear | PJ/yr. | 1.45 | 3.8019 | 3.8012 | 1.1502 | 0.69563 | 0 | 0 | 0 | 0 | 0 | 0 | 0
| SPS1 | CH | Fuel input for heat generation from CHPs and heat plants¦District heating¦Heat plants¦Oil | PJ/yr. | 0.21542 | 0.2175 | 0.0013579 | 0.0015364 | 0.0011974 | 0.0011579 | 0.0011012 | 0.00043312 | 0.00074679 | 0.00040139 | 0.0008547 | 0.00037286
| SPS1 | CH | Fuel input for heat generation from CHPs and heat plants¦District heating¦Heat plants¦Oil¦Heat plant oil | PJ/yr. | 0.21542 | 0.2175 | 0.0013579 | 0.0015364 | 0.0011974 | 0.0011579 | 0.0011012 | 0.00043312 | 0.00074679 | 0.00040139 | 0.0008547 | 0.00037286
| SPS1 | CH | Fuel input for heat generation from CHPs and heat plants¦District heating¦Heat plants¦Oil¦Fossil liquids | PJ/yr. | 0.21542 | 0.2175 | 0.0013579 | 0.0015364 | 0.0011974 | 0.0011579 | 0.0011012 | 0.00043312 | 0.00074679 | 0.00040139 | 0.0008547 | 0.00037286
| SPS1 | CH | Fuel input for heat generation from CHPs and heat plants¦District heating¦Heat plants¦Oil¦Fossil liquids¦Heat plant oil | PJ/yr. | 0.21542 | 0.2175 | 0.0013579 | 0.0015364 | 0.0011974 | 0.0011579 | 0.0011012 | 0.00043312 | 0.00074679 | 0.00040139 | 0.0008547 | 0.00037286
| SPS1 | CH | Fuel input for heat generation from CHPs and heat plants¦District heating¦Heat plants¦Oil¦Synthetic liquids | PJ/yr. | 0 | 0 | 0 | 0 | 0 | 0 | 0 | 0 | 0 | 4 | 0 | 0
| SPS1 | CH | Fuel input for heat generation from CHPs and heat plants¦District heating¦Heat plants¦Oil¦Synthetic liquids¦Heat plant oil | PJ/yr. | 0 | 0 | 0 | 0 | 0 | 0 | 0 | 0 | 0 | 4 | 0 | 0
| SPS1 | CH | Fuel input for heat generation from CHPs and heat plants¦District heating¦Heat plants¦Wood | PJ/yr. | 1.8576 | 1.6765 | 1.4374 | 1.1122 | 0.86077 | 0.6661 | 0.51542 | 0.39888 | 0.35853 | 0.37721 | 0.29447 | 0.25524
| SPS1 | CH | Fuel input for heat generation from CHPs and heat plants¦District heating¦Heat plants¦Wood¦Heat plant wood | PJ/yr. | 1.8576 | 1.6765 | 1.4374 | 1.1122 | 0.86077 | 0.6661 | 0.51542 | 0.39888 | 0.35853 | 0.37721 | 0.29447 | 0.25524
| SPS1 | CH | Fuel input for heat generation from CHPs and heat plants¦District heating¦Heat plants¦Solar | PJ/yr. | 0 | 0 | 0 | 5.2196e-05 | 8.19e-05 | 8.6456e-05 | 8.7903e-05 | 9.2299e-05 | 9.4327e-05 | 0.00010598 | 0.00011255 | 0.00020614
| SPS1 | CH | Fuel input for heat generation from CHPs and heat plants¦District heating¦Heat plants¦Solar¦Heat plant solar | PJ/yr. | 0 | 0 | 0 | 5.2196e-05 | 8.19e-05 | 8.6456e-05 | 8.7903e-05 | 9.2299e-05 | 9.4327e-05 | 0.00010598 | 0.00011255 | 0.00020614
| SPS1 | CH | Fuel input for heat generation from CHPs and heat plants¦District heating¦Heat plants¦Geothermal | PJ/yr. | 0 | 0 | 0 | 0 | 0 | 0.00026234 | 0.00025835 | 0.00025748 | 0.00025818 | 0.00025964 | 0.00026276 | 0.00035
| SPS1 | CH | Fuel input for heat generation from CHPs and heat plants¦District heating¦Heat plants¦Geothermal¦Heat plant deep geothermal | PJ/yr. | 0 | 0 | 0 | 0 | 0 | 0.00026234 | 0.00025835 | 0.00025748 | 0.00025818 | 0.00025964 | 0.00026276 | 0.00035
| SPS1 | CH | Fuel input for heat generation from CHPs and heat plants¦District heating¦Heat plants¦Electricity | PJ/yr. | 0 | 1.1418 | 1.1764 | 1.2364 | 1.2995 | 1.3658 | 1.4355 | 1.5087 | 1.5856 | 1.6665 | 1.7515 | 1.8409
| SPS1 | CH | Fuel input for heat generation from CHPs and heat plants¦District heating¦Heat plants¦Electricity¦Heat pump electric | PJ/yr. | 0 | 1.1418 | 1.1764 | 1.2364 | 1.2995 | 1.3658 | 1.4355 | 1.5087 | 1.5856 | 1.6665 | 1.7515 | 1.8409
| SPS1 | CH | Fuel input for heat generation from CHPs and heat plants¦On-site CHPs | PJ/yr. | 7.9012 | 8.6764 | 11.0961 | 16.8968 | 20.6815 | 20.01 | 20.7052 | 18.9041 | 18.8949 | 19.3309 | 19.3608 | 19.8008
| SPS1 | CH | Fuel input for heat generation from CHPs and heat plants¦On-site CHPs¦Oil | PJ/yr. | 0.27332 | 0.64206 | 0.010397 | 0.57163 | 0.53452 | 0.047995 | 0.054164 | 0.054121 | 0.054082 | 0.058998 | 0.055381 | 0.056891
| SPS1 | CH | Fuel input for heat generation from CHPs and heat plants¦On-site CHPs¦Oil¦Industrial CHPs oil | PJ/yr. | 0.27332 | 0.64206 | 0.010397 | 0.57163 | 0.53452 | 0.047995 | 0.054164 | 0.054121 | 0.054082 | 0.058998 | 0.055381 | 0.056891
| SPS1 | CH | Fuel input for heat generation from CHPs and heat plants¦On-site CHPs¦Oil¦Fossil liquids | PJ/yr. | 0.27332 | 0.64206 | 0.010397 | 0.57163 | 0.53452 | 0.047995 | 0.054164 | 0.054121 | 0.054082 | 0.058998 | 0.055381 | 0.056891
| SPS1 | CH | Fuel input for heat generation from CHPs and heat plants¦On-site CHPs¦Oil¦Fossil liquids¦Industrial CHPs oil | PJ/yr. | 0.27332 | 0.64206 | 0.010397 | 0.57163 | 0.53452 | 0.047995 | 0.054164 | 0.054121 | 0.054082 | 0.058998 | 0.055381 | 0.056891
| SPS1 | CH | Fuel input for heat generation from CHPs and heat plants¦On-site CHPs¦Oil¦Synthetic liquids | PJ/yr. | 0 | 0 | 0 | 0 | 0 | 0 | 0 | 0 | 0 | 0 | 0 | 0
| SPS1 | CH | Fuel input for heat generation from CHPs and heat plants¦On-site CHPs¦Oil¦Synthetic liquids¦Industrial CHPs oil | PJ/yr. | 0 | 0 | 0 | 0 | 0 | 0 | 0 | 0 | 0 | 0 | 0 | 0
| SPS1 | CH | Fuel input for heat generation from CHPs and heat plants¦On-site CHPs¦Gas | PJ/yr. | 3.6179 | 2.9353 | 2.8908 | 7.7808 | 10.5878 | 9.7732 | 9.4414 | 7.5139 | 7.3388 | 7.3762 | 7.5117 | 7.7391
| SPS1 | CH | Fuel input for heat generation from CHPs and heat plants¦On-site CHPs¦Gas¦Industrial CHPs gas | PJ/yr. | 1.0261 | 0.1363 | 0.087052 | 1.1316 | 1.1087 | 0.2323 | 0.1743 | 0.079113 | 0.060817 | 0.080609 | 0.090574 | 0.032922
| SPS1 | CH | Fuel input for heat generation from CHPs and heat plants¦On-site CHPs¦Gas¦Industrial CHPs gas (CCS) | PJ/yr. | 0 | 0 | 0 | 0 | 0 | 0.00021481 | 0.00025861 | 0.00057943 | 0.00037821 | 0.00070919 | 0.00064723 | 0.00099558
| SPS1 | CH | Fuel input for heat generation from CHPs and heat plants¦On-site CHPs¦Gas¦Industrial CHPs fuel cells (gas reformer) | PJ/yr. | 0 | 0 | 0 | 0 | 0 | 0 | 0 | 0 | 0 | 0 | 0 | 0
| SPS1 | CH | Fuel input for heat generation from CHPs and heat plants¦On-site CHPs¦Gas¦Residential single family CHPs gas | PJ/yr. | 0.044225 | 0.006546 | 0.02365 | 0.021616 | 0.030864 | 0.029777 | 0.041423 | 0.047169 | 0.039615 | 0.051761 | 0.23403 | 0.28447
| SPS1 | CH | Fuel input for heat generation from CHPs and heat plants¦On-site CHPs¦Gas¦Residential single family CHPs fuel cells gas | PJ/yr. | 0 | 0 | 0 | 0 | 0 | 0 | 0 | 0 | 0 | 0 | 0 | 0
| SPS1 | CH | Fuel input for heat generation from CHPs and heat plants¦On-site CHPs¦Gas¦Residential multi family CHPs gas | PJ/yr. | 0.073318 | 0.053457 | 0.22557 | 1.4186 | 1.4533 | 1.6384 | 1.4566 | 1.5423 | 1.4997 | 1.4607 | 1.285 | 1.2105
| SPS1 | CH | Fuel input for heat generation from CHPs and heat plants¦On-site CHPs¦Gas¦Residential multi family CHPs fuel cells gas | PJ/yr. | 0 | 0 | 0 | 0 | 0 | 0 | 0 | 0 | 0 | 0 | 0 | 0
| SPS1 | CH | Fuel input for heat generation from CHPs and heat plants¦On-site CHPs¦Gas¦Services sectors CHPs (bio)gas | PJ/yr. | 1.5807 | 1.7911 | 1.7426 | 1.6536 | 1.535 | 1.4066 | 1.3918 | 1.3719 | 1.3703 | 1.3736 | 1.4448 | 1.4456
| SPS1 | CH | Fuel input for heat generation from CHPs and heat plants¦On-site CHPs¦Gas¦Services sectors CHPs gas | PJ/yr. | 0.8936 | 0.94783 | 0.81196 | 3.5549 | 6.4585 | 6.4646 | 6.3759 | 4.4706 | 4.3657 | 4.4042 | 4.4532 | 4.7551
| SPS1 | CH | Fuel input for heat generation from CHPs and heat plants¦On-site CHPs¦Gas¦Services sectors CHPs fuel cells (gas reformer) | PJ/yr. | 0 | 0 | 0 | 0.00045733 | 0.0014365 | 0.0013734 | 0.0010318 | 0.0022577 | 0.002254 | 0.0045665 | 0.0035046 | 0.0094302
| SPS1 | CH | Fuel input for heat generation from CHPs and heat plants¦On-site CHPs¦Gas¦Fossil gases | PJ/yr. | 1.9843 | 1.0928 | 1.0414 | 5.8616 | 8.7546 | 8.1755 | 7.9061 | 6.0357 | 5.8859 | 5.9211 | 5.9788 | 6.2026
| SPS1 | CH | Fuel input for heat generation from CHPs and heat plants¦On-site CHPs¦Gas¦Fossil gases¦Industrial CHPs gas | PJ/yr. | 0.9994 | 0.13019 | 0.078954 | 1.0825 | 1.0722 | 0.22699 | 0.1712 | 0.077744 | 0.059976 | 0.079516 | 0.089258 | 0.032447
| SPS1 | CH | Fuel input for heat generation from CHPs and heat plants¦On-site CHPs¦Gas¦Fossil gases¦Industrial CHPs gas (CCS) | PJ/yr. | 0 | 0 | 0 | 0 | 0 | 0.00021481 | 0.00025861 | 0.00057943 | 0.00037821 | 0.00070919 | 0.00064723 | 0.00099558
| SPS1 | CH | Fuel input for heat generation from CHPs and heat plants¦On-site CHPs¦Gas¦Fossil gases¦Industrial CHPs fuel cells (gas reformer) | PJ/yr. | 0 | 0 | 0 | 0 | 0 | 0 | 0 | 0 | 0 | 0 | 0 | 0
| SPS1 | CH | Fuel input for heat generation from CHPs and heat plants¦On-site CHPs¦Gas¦Fossil gases¦Residential single family CHPs gas | PJ/yr. | 0.043075 | 0.0062525 | 0.021449 | 0.020679 | 0.029847 | 0.029097 | 0.040685 | 0.046352 | 0.039067 | 0.051059 | 0.23063 | 0.28036
| SPS1 | CH | Fuel input for heat generation from CHPs and heat plants¦On-site CHPs¦Gas¦Fossil gases¦Residential single family CHPs fuel cells gas | PJ/yr. | 0 | 0 | 0 | 0 | 0 | 0 | 0 | 0 | 0 | 0 | 0 | 0
| SPS1 | CH | Fuel input for heat generation from CHPs and heat plants¦On-site CHPs¦Gas¦Fossil gases¦Residential multi family CHPs gas | PJ/yr. | 0.071413 | 0.05106 | 0.20459 | 1.3571 | 1.4055 | 1.601 | 1.4307 | 1.5156 | 1.4789 | 1.4409 | 1.2663 | 1.193
| SPS1 | CH | Fuel input for heat generation from CHPs and heat plants¦On-site CHPs¦Gas¦Fossil gases¦Residential multi family CHPs fuel cells gas | PJ/yr. | 0 | 0 | 0 | 0 | 0 | 0 | 0 | 0 | 0 | 0 | 0 | 0
| SPS1 | CH | Fuel input for heat generation from CHPs and heat plants¦On-site CHPs¦Gas¦Fossil gases¦Services sectors CHPs (bio)gas | PJ/yr. | 0 | 0 | 0 | 0 | 0 | 0 | 0 | 0 | 0 | 0 | 0 | 0
| SPS1 | CH | Fuel input for heat generation from CHPs and heat plants¦On-site CHPs¦Gas¦Fossil gases¦Services sectors CHPs gas | PJ/yr. | 0.87037 | 0.90533 | 0.73642 | 3.4008 | 6.2458 | 6.3169 | 6.2622 | 4.3932 | 4.3053 | 4.3444 | 4.3885 | 4.6864
| SPS1 | CH | Fuel input for heat generation from CHPs and heat plants¦On-site CHPs¦Gas¦Fossil gases¦Services sectors CHPs fuel cells (gas reformer) | PJ/yr. | 0 | 0 | 0 | 0.0004375 | 0.0013892 | 0.001342 | 0.0010134 | 0.0022186 | 0.0022228 | 0.0045046 | 0.0034537 | 0.0092939
| SPS1 | CH | Fuel input for heat generation from CHPs and heat plants¦On-site CHPs¦Gas¦Synthetic gases | PJ/yr. | 1.6336 | 1.8424 | 1.8494 | 1.9192 | 1.8332 | 1.5978 | 1.5353 | 1.4782 | 1.4529 | 1.455 | 1.5329 | 1.5366
| SPS1 | CH | Fuel input for heat generation from CHPs and heat plants¦On-site CHPs¦Gas¦Synthetic gases¦Industrial CHPs gas | PJ/yr. | 0.026671 | 0.0061116 | 0.0080986 | 0.049054 | 0.036522 | 0.0053087 | 0.0031067 | 0.001369 | 0.00084138 | 0.0010932 | 0.0013159 | 0.00047561
| SPS1 | CH | Fuel input for heat generation from CHPs and heat plants¦On-site CHPs¦Gas¦Synthetic gases¦Industrial CHPs gas (CCS) | PJ/yr. | 0 | 0 | 0 | 0 | 0 | 0 | 0 | 0 | 0 | 0 | 0 | 0
| SPS1 | CH | Fuel input for heat generation from CHPs and heat plants¦On-site CHPs¦Gas¦Synthetic gases¦Industrial CHPs fuel cells (gas reformer) | PJ/yr. | 0 | 0 | 0 | 0 | 0 | 0 | 0 | 0 | 0 | 0 | 0 | 0
| SPS1 | CH | Fuel input for heat generation from CHPs and heat plants¦On-site CHPs¦Gas¦Synthetic gases¦Residential single family CHPs gas | PJ/yr. | 0.0011495 | 0.00029351 | 0.0022001 | 0.00093708 | 0.0010167 | 0.0006805 | 0.0007383 | 0.0008162 | 0.00054806 | 0.00070195 | 0.0034 | 0.0041096
| SPS1 | CH | Fuel input for heat generation from CHPs and heat plants¦On-site CHPs¦Gas¦Synthetic gases¦Residential single family CHPs fuel cells gas | PJ/yr. | 0 | 0 | 0 | 0 | 0 | 0 | 0 | 0 | 0 | 0 | 0 | 0
| SPS1 | CH | Fuel input for heat generation from CHPs and heat plants¦On-site CHPs¦Gas¦Synthetic gases¦Residential multi family CHPs gas | PJ/yr. | 0.0019058 | 0.0023969 | 0.020985 | 0.061498 | 0.047875 | 0.037442 | 0.025962 | 0.026687 | 0.020747 | 0.01981 | 0.018669 | 0.017487
| SPS1 | CH | Fuel input for heat generation from CHPs and heat plants¦On-site CHPs¦Gas¦Synthetic gases¦Residential multi family CHPs fuel cells gas | PJ/yr. | 0 | 0 | 0 | 0 | 0 | 0 | 0 | 0 | 0 | 0 | 0 | 0
| SPS1 | CH | Fuel input for heat generation from CHPs and heat plants¦On-site CHPs¦Gas¦Synthetic gases¦Services sectors CHPs (bio)gas | PJ/yr. | 1.5807 | 1.7911 | 1.7426 | 1.6536 | 1.535 | 1.4066 | 1.3918 | 1.3719 | 1.3703 | 1.3736 | 1.4448 | 1.4456
| SPS1 | CH | Fuel input for heat generation from CHPs and heat plants¦On-site CHPs¦Gas¦Synthetic gases¦Services sectors CHPs gas | PJ/yr. | 0.023227 | 0.042498 | 0.075538 | 0.15411 | 0.21275 | 0.14774 | 0.11364 | 0.077359 | 0.060398 | 0.059727 | 0.064695 | 0.068695
| SPS1 | CH | Fuel input for heat generation from CHPs and heat plants¦On-site CHPs¦Gas¦Synthetic gases¦Services sectors CHPs fuel cells (gas reformer) | PJ/yr. | 0 | 0 | 0 | 1.9825e-05 | 4.7321e-05 | 3.1385e-05 | 1.8389e-05 | 3.9066e-05 | 3.1182e-05 | 6.1929e-05 | 5.0915e-05 | 0.00013623
| SPS1 | CH | Fuel input for heat generation from CHPs and heat plants¦On-site CHPs¦Wastes | PJ/yr. | 3.3175 | 3.3047 | 4.7995 | 4.6782 | 4.5421 | 4.4136 | 4.2525 | 4.0403 | 4.0403 | 4.0403 | 4.0403 | 4.0404
| SPS1 | CH | Fuel input for heat generation from CHPs and heat plants¦On-site CHPs¦Wastes¦Industrial CHPs wastes | PJ/yr. | 3.3175 | 3.3047 | 4.7995 | 4.6782 | 4.5421 | 4.4136 | 4.2525 | 4.0403 | 4.0403 | 4.0403 | 4.0403 | 4.0404
| SPS1 | CH | Fuel input for heat generation from CHPs and heat plants¦On-site CHPs¦Wastes¦Industrial CHPs wastes CCS | PJ/yr. | 0 | 0 | 0 | 0 | 0 | 0 | 0 | 0 | 0 | 0 | 0 | 0
| SPS1 | CH | Fuel input for heat generation from CHPs and heat plants¦On-site CHPs¦Wastes¦Renewable | PJ/yr. | 0 | 0 | 0 | 0 | 0 | 0 | 0 | 0 | 0 | 0 | 0 | 0
| SPS1 | CH | Fuel input for heat generation from CHPs and heat plants¦On-site CHPs¦Wastes¦Renewable¦Industrial CHPs wastes | PJ/yr. | 0 | 0 | 0 | 0 | 0 | 0 | 0 | 0 | 0 | 0 | 0 | 0
| SPS1 | CH | Fuel input for heat generation from CHPs and heat plants¦On-site CHPs¦Wastes¦Renewable¦Industrial CHPs wastes CCS | PJ/yr. | 0 | 0 | 0 | 0 | 0 | 0 | 0 | 0 | 0 | 0 | 0 | 0
| SPS1 | CH | Fuel input for heat generation from CHPs and heat plants¦On-site CHPs¦Wastes¦Non Renewable | PJ/yr. | 3.3175 | 3.3047 | 4.7995 | 4.6782 | 4.5421 | 4.4136 | 4.2525 | 4.0403 | 4.0403 | 4.0403 | 4.0403 | 4.0404
| SPS1 | CH | Fuel input for heat generation from CHPs and heat plants¦On-site CHPs¦Wastes¦Non Renewable¦Industrial CHPs wastes | PJ/yr. | 3.3175 | 3.3047 | 4.7995 | 4.6782 | 4.5421 | 4.4136 | 4.2525 | 4.0403 | 4.0403 | 4.0403 | 4.0403 | 4.0404
| SPS1 | CH | Fuel input for heat generation from CHPs and heat plants¦On-site CHPs¦Wastes¦Non Renewable¦Industrial CHPs wastes CCS | PJ/yr. | 0 | 0 | 0 | 0 | 0 | 0 | 0 | 0 | 0 | 0 | 0 | 0
| SPS1 | CH | Fuel input for heat generation from CHPs and heat plants¦On-site CHPs¦Wood | PJ/yr. | 0.69244 | 1.7944 | 3.3954 | 3.8644 | 5.012 | 5.7685 | 6.9507 | 7.2788 | 7.4465 | 7.8163 | 7.7063 | 7.9208
| SPS1 | CH | Fuel input for heat generation from CHPs and heat plants¦On-site CHPs¦Wood¦Industrial CHPs wood | PJ/yr. | 0.69244 | 1.7944 | 3.3954 | 3.8463 | 4.9891 | 5.7481 | 6.9292 | 7.2331 | 7.4049 | 7.7576 | 7.6588 | 7.8319
| SPS1 | CH | Fuel input for heat generation from CHPs and heat plants¦On-site CHPs¦Wood¦Industrial CHPs wood (CCS) | PJ/yr. | 0 | 0 | 0 | 0 | 0 | 0.00031 | 0.00037512 | 0.00081061 | 0.0004726 | 0.00097344 | 0.00080503 | 0.0018825
| SPS1 | CH | Fuel input for heat generation from CHPs and heat plants¦On-site CHPs¦Wood¦Residential single family CHPs wood | PJ/yr. | 0 | 0 | 0 | 0.0037772 | 0.0072283 | 0.0066903 | 0.0068984 | 0.014115 | 0.012698 | 0.019395 | 0.01391 | 0.025109
| SPS1 | CH | Fuel input for heat generation from CHPs and heat plants¦On-site CHPs¦Wood¦Residential multi family CHPs wood | PJ/yr. | 0 | 0 | 0 | 0.0086992 | 0.011178 | 0.0098463 | 0.0095931 | 0.023336 | 0.021678 | 0.026573 | 0.022801 | 0.041315
| SPS1 | CH | Fuel input for heat generation from CHPs and heat plants¦On-site CHPs¦Wood¦Services sectors CHPs wood | PJ/yr. | 0 | 0 | 0 | 0.0056501 | 0.0044665 | 0.0035435 | 0.0046177 | 0.0074384 | 0.0067501 | 0.011708 | 0.010006 | 0.020559
| SPS1 | CH | Fuel input for heat generation from CHPs and heat plants¦On-site CHPs¦Hydrogen | PJ/yr. | 0 | 0 | 0 | 0.0018183 | 0.0050003 | 0.0066639 | 0.0064032 | 0.016989 | 0.015308 | 0.039163 | 0.047025 | 0.043645
| SPS1 | CH | Fuel input for heat generation from CHPs and heat plants¦On-site CHPs¦Hydrogen¦Industrial CHPs fuel cells (hydrogen) | PJ/yr. | 0 | 0 | 0 | 0.0010659 | 0.0032524 | 0.004868 | 0.0044357 | 0.012282 | 0.010872 | 0.027782 | 0.038731 | 0.026864
| SPS1 | CH | Fuel input for heat generation from CHPs and heat plants¦On-site CHPs¦Hydrogen¦Services sectors CHPs fuel cells (hydrogen) | PJ/yr. | 0 | 0 | 0 | 0.00075236 | 0.0017479 | 0.0017959 | 0.0019674 | 0.0047064 | 0.0044356 | 0.011381 | 0.0082936 | 0.016782
| SPS1 | CH | Efficiency of power plants (electric) | % | bar: 2020 to 2070
| SPS1 | CH | Efficiency of power plants (electric)¦Nuclear Fuel¦Nuclear power plants | % | 32.98% | 32.67% | 32.6% | 32.99% | 33.03% | 33.16% | - | - | 29.46% | 35.09% | 34.84% | 35.85%
| SPS1 | CH | Efficiency of power plants (electric)¦Hydro¦Hydro Large | % | 100% | 100% | 100% | 100% | 100% | 100% | 100% | 100% | 100% | 100% | 100% | 100%
| SPS1 | CH | Efficiency of power plants (electric)¦Hydro¦Hydro Run of River | % | 100% | 100% | 100% | 100% | 100% | 100% | 100% | 100% | 100% | 100% | 100% | 100%
| SPS1 | CH | Efficiency of power plants (electric)¦Hydro¦Pump storage | % | 80% | 80% | 80% | 80% | 80% | 80% | 80% | 80% | 80% | 80% | 80% | 80%
| SPS1 | CH | Efficiency of power plants (electric)¦Oil¦Peak devices | % | 33.6% | 16.54% | 29.64% | 30.6% | 30.24% | 31.43% | 32.25% | 31.71% | 32.14% | 32.29% | 31.83% | 31.84%
| SPS1 | CH | Efficiency of power plants (electric)¦Oil¦CHP Oil (for District Heating) | % | 8.719% | 7.304% | 9.61% | 10.35% | 10.46% | 10.78% | 10.65% | 10.34% | 10.58% | 10.13% | 10.24% | 9.748%
| SPS1 | CH | Efficiency of power plants (electric)¦Oil¦Industrial CHPs oil | % | 23.98% | 24.67% | 22.94% | 26.27% | 26.31% | 26.14% | 25.87% | 25.45% | 25.09% | 25.19% | 25.68% | 25.21%
| SPS1 | CH | Efficiency of power plants (electric)¦Gas¦Gas turbines combined cycle | % | - | - | - | - | - | 59.99% | 62.48% | 62.62% | 62.34% | 62.35% | 62.33% | 62.33%
| SPS1 | CH | Efficiency of power plants (electric)¦Gas¦Gas turbines open cycle | % | - | - | - | - | 39.87% | 38.2% | 42.42% | 43.38% | 43.87% | 43.59% | 43.71% | 44.15%
| SPS1 | CH | Efficiency of power plants (electric)¦Gas¦Gas turbines combined cycle CCS | % | bar: 2020 to 2070
| SPS1 | CH | Efficiency of power plants (electric)¦Gas¦CHP Gas (for District Heating) | % | 26.28% | 21.36% | 23.9% | 24.65% | 24.78% | 24.89% | 24.97% | 25.09% | 25.13% | 24.37% | 23.85% | 23.33%
| SPS1 | CH | Efficiency of power plants (electric)¦Gas¦CHP Fuel Cell Gas (for District Heating) | % | - | - | - | - | - | 40% | 40% | 40% | 40% | 40% | 40% | 40%
| SPS1 | CH | Efficiency of power plants (electric)¦Gas¦Industrial CHPs gas | % | 34.91% | 35.19% | 35.12% | 35.99% | 35.99% | 35.57% | 35.48% | 35.11% | 35.01% | 35% | 35.14% | 33.37%
| SPS1 | CH | Efficiency of power plants (electric)¦Gas¦Industrial CHPs gas (CCS) | % | bar: 2020 to 2070
| SPS1 | CH | Efficiency of power plants (electric)¦Gas¦Industrial CHPs fuel cells (gas reformer) | % | bar: 2020 to 2070
| SPS1 | CH | Efficiency of power plants (electric)¦Gas¦Residential single family CHPs gas | % | 22.4% | 26.97% | 24.76% | 26.03% | 25.3% | 25.72% | 26.72% | 25.39% | 26.89% | 25.72% | 28.39% | 27.91%
| SPS1 | CH | Efficiency of power plants (electric)¦Gas¦Residential single family CHPs fuel cells gas | % | - | - | - | 42% | 43% | 44% | 44.5% | 45% | 45% | 45% | 45% | 45%
| SPS1 | CH | Efficiency of power plants (electric)¦Gas¦Residential multi family CHPs gas | % | 25.93% | 29.17% | 29.22% | 29.89% | 30.11% | 30.25% | 30.52% | 30.74% | 30.8% | 30.74% | 30.78% | 30.63%
| SPS1 | CH | Efficiency of power plants (electric)¦Gas¦Residential multi family CHPs fuel cells gas | % | - | - | - | 42% | 43% | 44% | 44.5% | 45% | 45% | 45% | 45% | 45%
| SPS1 | CH | Efficiency of power plants (electric)¦Gas¦Services sectors CHPs (bio)gas | % | 36.27% | 36.31% | 36.36% | 36.44% | 36.96% | 37.45% | 37.85% | 38.4% | 38.44% | 38.35% | 38.25% | 38.24%
| SPS1 | CH | Efficiency of power plants (electric)¦Gas¦Services sectors CHPs gas | % | 35.8% | 36% | 35.96% | 35.91% | 35.88% | 35.71% | 35.73% | 35.75% | 35.78% | 35.74% | 35.79% | 35.76%
| SPS1 | CH | Efficiency of power plants (electric)¦Gas¦Services sectors CHPs fuel cells (gas reformer) | % | - | - | - | 60% | 60.5% | 61% | 61.5% | 62% | 62% | 62% | 62% | 62%
| SPS1 | CH | Efficiency of power plants (electric)¦Wastes¦Wastes Incineration (electric only) | % | 35.75% | 35.75% | 35.75% | 35.75% | 35.75% | 35.75% | 35.75% | 35.75% | 35.75% | 35.75% | 35.75% | 35.75%
| SPS1 | CH | Efficiency of power plants (electric)¦Wastes¦Wastes Incineration (electric only) CCS | % | bar: 2020 to 2070
| SPS1 | CH | Efficiency of power plants (electric)¦Wastes¦CHP Wastes (for District Heating) | % | 3.834% | 3.757% | 3.737% | 3.754% | 3.75% | 3.771% | 3.792% | 3.813% | 3.813% | 3.813% | 3.813% | 3.813%
| SPS1 | CH | Efficiency of power plants (electric)¦Wastes¦CHP Wastes (for District Heating) CCS | % | bar: 2020 to 2070
| SPS1 | CH | Efficiency of power plants (electric)¦Wastes¦Industrial CHPs wastes | % | 6.197% | 6.197% | 6.197% | 6.197% | 6.197% | 6.197% | 6.197% | 6.197% | 6.197% | 6.197% | 6.197% | 6.197%
| SPS1 | CH | Efficiency of power plants (electric)¦Wastes¦Industrial CHPs wastes CCS | % | bar: 2020 to 2070
| SPS1 | CH | Efficiency of power plants (electric)¦Wood¦CHP Wood (for District Heating) | % | 24.38% | 25.01% | 25.94% | 27.5% | 29.06% | 30.62% | 30.61% | 30.62% | 30.61% | 30.52% | 30.6% | 30.6%
| SPS1 | CH | Efficiency of power plants (electric)¦Wood¦Biomass with CCS (BECCS) | % | bar: 2020 to 2070
| SPS1 | CH | Efficiency of power plants (electric)¦Wood¦Industrial CHPs wood | % | 19.75% | 22.58% | 25.45% | 33.84% | 34.57% | 35.31% | 36.04% | 36.76% | 36.77% | 36.76% | 36.76% | 36.76%
| SPS1 | CH | Efficiency of power plants (electric)¦Wood¦Industrial CHPs wood (CCS) | % | bar: 2020 to 2070
| SPS1 | CH | Efficiency of power plants (electric)¦Wood¦Residential single family CHPs wood | % | - | - | - | 19.04% | 21.25% | 22.07% | 21.9% | 22.1% | 23.63% | 22.65% | 22.06% | 20.8%
| SPS1 | CH | Efficiency of power plants (electric)¦Wood¦Residential multi family CHPs wood | % | - | - | - | 23.85% | 24.37% | 24.98% | 24.86% | 25.69% | 26.69% | 25.56% | 25.65% | 24.85%
| SPS1 | CH | Efficiency of power plants (electric)¦Wood¦Services sectors CHPs wood | % | - | - | - | 31.81% | 30.89% | 31.31% | 32.41% | 31.98% | 33.43% | 33.12% | 33.25% | 32.77%
| SPS1 | CH | Efficiency of power plants (electric)¦Wind¦Wind turbines | % | 100% | 100% | 100% | 100% | 100% | 100% | 100% | 100% | 100% | 100% | 100% | 100%
| SPS1 | CH | Efficiency of power plants (electric)¦Solar¦Solar PV (large scale) | % | 100% | 100% | 100% | 100% | 100% | 100% | 100% | 100% | 100% | 100% | 100% | 100%
| SPS1 | CH | Efficiency of power plants (electric)¦Solar¦Solar PV (Industry) | % | 100% | 100% | 100% | 100% | 100% | 100% | 100% | 100% | 100% | 100% | 100% | 100%
| SPS1 | CH | Efficiency of power plants (electric)¦Solar¦Solar PV (Residential single family) | % | 100% | 100% | 100% | 100% | 100% | 100% | 100% | 100% | 100% | 100% | 100% | 100%
| SPS1 | CH | Efficiency of power plants (electric)¦Solar¦Solar PV (Residential multi family) | % | 100% | 100% | 100% | 100% | 100% | 100% | 100% | 100% | 100% | 100% | 100% | 100%
| SPS1 | CH | Efficiency of power plants (electric)¦Solar¦Solar PV (Services) | % | 100% | 100% | 100% | 100% | 100% | 100% | 100% | 100% | 100% | 100% | 100% | 100%
| SPS1 | CH | Efficiency of power plants (electric)¦Geothermal¦Deep geothermal | % | - | - | - | - | - | - | 15% | 15% | 15% | 15% | 15% | 15%
| SPS1 | CH | Efficiency of power plants (electric)¦Hydrogen¦CHP Fuel Cell Hydrogen (for District Heating) | % | - | - | - | - | - | 42% | 42% | 42% | 42% | 42% | 42% | 42%
| SPS1 | CH | Efficiency of power plants (electric)¦Hydrogen¦Industrial CHPs fuel cells (hydrogen) | % | - | - | - | 49.5% | 52.25% | 55% | 57.5% | 60% | 60% | 60% | 60% | 60%
| SPS1 | CH | Efficiency of power plants (electric)¦Hydrogen¦Services sectors CHPs fuel cells (hydrogen) | % | - | - | - | 47.5% | 50.75% | 54% | 55.75% | 57.5% | 57.5% | 57.5% | 57.5% | 57.5%
| SPS1 | CH | Efficiency of power plants (electric)¦Electricity storage (non hydro)¦CAES | % | 70% | 70% | 70% | 70% | 70% | 70% | 69.99% | 70% | 70% | 70% | 70% | 70%
| SPS1 | CH | Efficiency of power plants (electric)¦Electricity storage (non hydro)¦Battery storage large size centralised | % | 86.69% | 86.69% | 86.7% | 86.7% | 86.7% | 86.7% | 86.7% | 86.7% | 86.7% | 86.7% | 86.7% | 86.7%
| SPS1 | CH | Efficiency of power plants (electric)¦Electricity storage (non hydro)¦Battery storage medium size centralised | % | 89.42% | 89.41% | 89.42% | 89.42% | 89.42% | 89.43% | 89.43% | 89.43% | 89.43% | 89.43% | 89.43% | 89.43%
| SPS1 | CH | Efficiency of power plants (electric)¦Electricity storage (non hydro)¦Batteries in industry | % | 90.39% | 90.39% | 90.4% | 90.43% | 90.43% | 90.43% | 90.43% | 90.43% | 90.43% | 90.43% | 90.43% | 90.43%
| SPS1 | CH | Efficiency of power plants (electric)¦Electricity storage (non hydro)¦Batteries in residential single family houses | % | 90.39% | 90.39% | 90.4% | 90.43% | 90.43% | 90.43% | 90.43% | 90.43% | 90.43% | 90.43% | 90.43% | 90.43%
| SPS1 | CH | Efficiency of power plants (electric)¦Electricity storage (non hydro)¦Batteries in residential multi-family houses | % | 90.39% | 90.39% | 90.4% | 90.43% | 90.43% | 90.43% | 90.43% | 90.43% | 90.43% | 90.43% | 90.43% | 90.43%
| SPS1 | CH | Efficiency of power plants (electric)¦Electricity storage (non hydro)¦Batteries in Services sector | % | 90.39% | 90.39% | 90.4% | 90.43% | 90.43% | 90.43% | 90.43% | 90.43% | 90.43% | 90.43% | 90.43% | 90.43%
| SPS1 | CH | Efficiency of heat plants (thermal) | % | bar: 2020 to 2070
| SPS1 | CH | Efficiency of heat plants (thermal)¦District heating¦Heat plants¦Gas¦Heat plant gas | % | 59.93% | 54.69% | 54.67% | 45.86% | 46.06% | 46.06% | 38.19% | 43.46% | 39.74% | 38.12% | 38.11% | 38.11%
| SPS1 | CH | Efficiency of heat plants (thermal)¦District heating¦Heat plants¦Nuclear fuel¦Heat plant nuclear | % | 200% | 200% | 200% | 200% | 200% | - | - | - | - | - | - | -
| SPS1 | CH | Efficiency of heat plants (thermal)¦District heating¦Heat plants¦Oil¦Heat plant oil | % | 85.45% | 85.45% | 85.45% | 85.45% | 85.45% | 85.45% | 85.45% | 85.45% | 85.45% | 85.45% | 85.45% | 85.45%
| SPS1 | CH | Efficiency of heat plants (thermal)¦District heating¦Heat plants¦Wood¦Heat plant wood | % | 70% | 70% | 70% | 70% | 70% | 70% | 70% | 70% | 70% | 70% | 70% | 70%
| SPS1 | CH | Efficiency of heat plants (thermal)¦District heating¦Heat plants¦Solar¦Heat plant solar | % | - | - | - | 0.5 | 0.5 | 0.5 | 0.5 | 0.5 | 0.5 | 0.5 | 0.5 | 0.5
| SPS1 | CH | Efficiency of heat plants (thermal)¦District heating¦Heat plants¦Geothermal¦Heat plant deep geothermal | % | - | - | - | - | - | 0.85 | 0.85 | 0.85 | 0.85 | 0.85 | 0.85 | 0.85
| SPS1 | CH | Efficiency of heat plants (thermal)¦District heating¦Heat plants¦Electricity¦Centralised Heat pump | % | - | 300% | 300% | 300% | 300% | 300% | 300% | 300% | 300% | 300% | 300% | 300%
| SPS1 | CH | Domestic biodiesel production | PJ/yr. | 0.61618 | 0.63725 | 0.63104 | 0.00030642 | 0.00024385 | 0.00035248 | 0.00061821 | 0.0038062 | 0.0098471 | 0.16686 | 1.7882 | 2.5563
| SPS1 | CH | Domestic biodiesel production¦Wood | PJ/yr. | 0.61618 | 0.63725 | 0.63104 | 0.00030642 | 0.00024385 | 0.00035248 | 0.00061821 | 0.0038062 | 0.0098471 | 0.16686 | 1.7882 | 2.5563
| SPS1 | CH | Domestic biodiesel production¦Wood¦Fischer Tropsch | PJ/yr. | 0.61618 | 0.63725 | 0.63104 | 0.00030642 | 0.00024385 | 0.00035248 | 0.00061821 | 0.0038062 | 0.0098471 | 0.16686 | 1.7882 | 2.5563
| SPS1 | CH | Domestic biodiesel production¦Wood¦Fischer Tropsch CCS | PJ/yr. | 0 | 0 | 0 | 0 | 0 | 0 | 0 | 0 | 0 | 0 | 0 | 0
| SPS1 | CH | Heat from domestic biodiesel production | PJ/yr. | 0.24031 | 0.24853 | 0.2461 | 0.0001195 | 9.5101e-05 | 0.00013747 | 0.0002411 | 0.0014844 | 0.0038404 | 0.065074 | 0.6974 | 0.99697
| SPS1 | CH | Heat from domestic biodiesel production¦Wood | PJ/yr. | 0.24031 | 0.24853 | 0.2461 | 0.0001195 | 9.5101e-05 | 0.00013747 | 0.0002411 | 0.0014844 | 0.0038404 | 0.065074 | 0.6974 | 0.99697
| SPS1 | CH | Heat from domestic biodiesel production¦Wood¦Fischer Tropsch | PJ/yr. | 0.24031 | 0.24853 | 0.2461 | 0.0001195 | 9.5101e-05 | 0.00013747 | 0.0002411 | 0.0014844 | 0.0038404 | 0.065074 | 0.6974 | 0.99697
| SPS1 | CH | Heat from domestic biodiesel production¦Wood¦Fischer Tropsch CCS | PJ/yr. | 0 | 0 | 0 | 0 | 0 | 0 | 0 | 0 | 0 | 0 | 0 | 0
| SPS1 | CH | Fuel input for domestic biodiesel production | PJ/yr. | 1.7986 | 1.8601 | 1.842 | 0.00089445 | 0.00071179 | 0.0010289 | 0.0018046 | 0.01111 | 0.028744 | 0.48705 | 5.2198 | 7.4619
| SPS1 | CH | Fuel input for domestic biodiesel production¦Wood | PJ/yr. | 1.7558 | 1.8159 | 1.7981 | 0.00087315 | 0.00069485 | 0.0010044 | 0.0017616 | 0.010846 | 0.028059 | 0.47546 | 5.0955 | 7.2842
| SPS1 | CH | Fuel input for domestic biodiesel production¦Wood¦Fischer Tropsch | PJ/yr. | 1.7558 | 1.8159 | 1.7981 | 0.00087315 | 0.00069485 | 0.0010044 | 0.0017616 | 0.010846 | 0.028059 | 0.47546 | 5.0955 | 7.2842
| SPS1 | CH | Fuel input for domestic biodiesel production¦Wood¦Fischer Tropsch CCS | PJ/yr. | 0 | 0 | 0 | 0 | 0 | 0 | 0 | 0 | 0 | 0 | 0 | 0
| SPS1 | CH | Fuel input for domestic biodiesel production¦Electricity | PJ/yr. | 0.042824 | 0.044289 | 0.043857 | 2.1296e-05 | 1.6947e-05 | 2.4497e-05 | 4.2966e-05 | 0.00026453 | 0.00068438 | 0.011597 | 0.12428 | 0.17766
| SPS1 | CH | Fuel input for domestic biodiesel production¦Electricity¦Fischer Tropsch | PJ/yr. | 0.042824 | 0.044289 | 0.043857 | 2.1296e-05 | 1.6947e-05 | 2.4497e-05 | 4.2966e-05 | 0.00026453 | 0.00068438 | 0.011597 | 0.12428 | 0.17766
| SPS1 | CH | Fuel input for domestic biodiesel production¦Electricity¦Fischer Tropsch CCS | PJ/yr. | 0 | 0 | 0 | 0 | 0 | 0 | 0 | 0 | 0 | 0 | 0 | 0
| SPS1 | CH | Efficiency for domestic biodiesel production | % | bar: 2020 to 2070
| SPS1 | CH | Efficiency for domestic biodiesel production¦Wood¦Fischer Tropsch | % | 47.62% | 47.62% | 47.62% | 47.62% | 47.62% | 47.62% | 47.62% | 47.62% | 47.62% | 47.62% | 47.62% | 47.62%
| SPS1 | CH | Efficiency for domestic biodiesel production¦Wood¦Fischer Tropsch CCS | % | bar: 2020 to 2070
| SPS1 | CH | Domestic ethanol production | PJ/yr. | 0.18648 | 4.2538e-05 | 0.00051899 | 6.08e-05 | 8.6078e-05 | 9.3376e-05 | 9.9494e-05 | 0.00023826 | 0.00020487 | 0.00043815 | 0.00041832 | 0.00087751
| SPS1 | CH | Domestic ethanol production¦Wood | PJ/yr. | 0.18648 | 4.2538e-05 | 0.00051899 | 6.08e-05 | 8.6078e-05 | 9.3376e-05 | 9.9494e-05 | 0.00023826 | 0.00020487 | 0.00043815 | 0.00041832 | 0.00087751
| SPS1 | CH | Domestic ethanol production¦Wood¦Ethanol reactor | PJ/yr. | 0.18648 | 4.2538e-05 | 0.00051899 | 6.08e-05 | 8.6078e-05 | 9.3376e-05 | 9.9494e-05 | 0.00023826 | 0.00020487 | 0.00043815 | 0.00041832 | 0.00087751
| SPS1 | CH | Domestic ethanol production¦Wood¦Ethanol reactor with CCS | PJ/yr. | 0 | 0 | 0 | 0 | 0 | 0 | 0 | 0 | 0 | 0 | 0 | 0
| SPS1 | CH | Fuel input for domestic ethanol production | PJ/yr. | 0.69556 | 0.00015867 | 0.0019358 | 0.00022678 | 0.00032107 | 0.00034829 | 0.00037111 | 0.0008887 | 0.00076415 | 0.0016343 | 0.0015603 | 0.0032731
| SPS1 | CH | Fuel input for domestic ethanol production¦Wood | PJ/yr. | 0.38974 | 8.8905e-05 | 0.0010847 | 0.00012707 | 0.0001799 | 0.00019516 | 0.00020794 | 0.00049796 | 0.00042817 | 0.00091574 | 0.00087429 | 0.001834
| SPS1 | CH | Fuel input for domestic ethanol production¦Wood¦Ethanol reactor | PJ/yr. | 0.38974 | 8.8905e-05 | 0.0010847 | 0.00012707 | 0.0001799 | 0.00019516 | 0.00020794 | 0.00049796 | 0.00042817 | 0.00091574 | 0.00087429 | 0.001834
| SPS1 | CH | Fuel input for domestic ethanol production¦Wood¦Ethanol reactor CCS | PJ/yr. | 0 | 0 | 0 | 0 | 0 | 0 | 0 | 0 | 0 | 0 | 0 | 0
| SPS1 | CH | Fuel input for domestic ethanol production¦Electricity | PJ/yr. | 0.30582 | 6.9762e-05 | 0.00085114 | 9.9712e-05 | 0.00014117 | 0.00015314 | 0.00016317 | 0.00039074 | 0.00033598 | 0.00071857 | 0.00068605 | 0.0014391
| SPS1 | CH | Fuel input for domestic ethanol production¦Electricity¦Ethanol reactor | PJ/yr. | 0.30582 | 6.9762e-05 | 0.00085114 | 9.9712e-05 | 0.00014117 | 0.00015314 | 0.00016317 | 0.00039074 | 0.00033598 | 0.00071857 | 0.00068605 | 0.0014391
| SPS1 | CH | Fuel input for domestic ethanol production¦Electricity¦Ethanol reactor CCS | PJ/yr. | 0 | 0 | 0 | 0 | 0 | 0 | 0 | 0 | 0 | 0 | 0 | 0
| SPS1 | CH | Efficiency for domestic ethanol production | % | bar: 2020 to 2070
| SPS1 | CH | Efficiency for domestic ethanol production¦Wood¦Ethanol reactor | % | 26.81% | 0.2681 | 0.2681 | 0.2681 | 0.2681 | 0.2681 | 0.2681 | 0.2681 | 0.2681 | 0.2681 | 0.2681 | 0.2681
| SPS1 | CH | Efficiency for domestic ethanol production¦Wood¦Ethanol reactor CCS | % | bar: 2020 to 2070
| SPS1 | CH | Domestic biogas production | PJ/yr. | 6.9574 | 10.1458 | 9.9398 | 10.1297 | 10.1176 | 9.9573 | 9.7966 | 9.636 | 9.636 | 9.6361 | 9.6362 | 9.6369
| SPS1 | CH | Domestic biogas production¦Manure¦Fermentation | PJ/yr. | 1.328 | 4.3817 | 4.3847 | 4.3848 | 4.3848 | 4.3851 | 4.3851 | 4.3851 | 4.3851 | 4.3851 | 4.3851 | 4.3852
| SPS1 | CH | Domestic biogas production¦Wastes¦Renewable | PJ/yr. | 5.6294 | 5.7641 | 5.555 | 5.7447 | 5.7325 | 5.5719 | 5.4112 | 5.2504 | 5.2504 | 5.2505 | 5.2505 | 5.2506
| SPS1 | CH | Domestic biogas production¦Wastes¦Renewable¦Gasification | PJ/yr. | 5.6294 | 5.7641 | 5.555 | 5.7447 | 5.7325 | 5.5713 | 5.4106 | 5.2499 | 5.2498 | 5.2498 | 5.2498 | 5.2493
| SPS1 | CH | Domestic biogas production¦Wastes¦Renewable¦Gasification CCS | PJ/yr. | 0 | 0 | 0 | 0 | 0 | 0 | 0 | 0 | 0 | 0 | 0 | 0
| SPS1 | CH | Domestic biogas production¦Wastes¦Renewable¦Hydrothermal gasification | PJ/yr. | 0 | 0 | 0 | 0 | 0 | 0.00055443 | 0.00055492 | 0.00049845 | 0.0005937 | 0.00066833 | 0.00069195 | 0.0012446
| SPS1 | CH | Domestic biogas production¦Wastes¦Renewable¦Hydrothermal gasification CCS | PJ/yr. | 0 | 0 | 0 | 0 | 0 | 0 | 0 | 0 | 0 | 0 | 0 | 0
| SPS1 | CH | Domestic biogas production¦Wood | PJ/yr. | 0 | 4.8103e-05 | 0.00011077 | 0.00022342 | 0.00031995 | 0.00033126 | 0.00034429 | 0.00043799 | 0.00044915 | 0.00055348 | 0.00057314 | 0.0010862
| SPS1 | CH | Domestic biogas production¦Wood¦Gasification | PJ/yr. | 0 | 4.8103e-05 | 0.00011077 | 0.00022342 | 0.00031995 | 0.00033126 | 0.00034429 | 0.00043799 | 0.00044915 | 0.00055348 | 0.00057314 | 0.0010862
| SPS1 | CH | Domestic biogas production¦Wood¦Gasification CCS | PJ/yr. | 0 | 0 | 0 | 0 | 0 | 0 | 0 | 0 | 0 | 0 | 0 | 0
| SPS1 | CH | Electricity from domestic biogas production | PJ/yr. | 0.11259 | 0.11528 | 0.1111 | 0.1149 | 0.11466 | 0.11144 | 0.10823 | 0.10502 | 0.10501 | 0.10502 | 0.10502 | 0.10503
| SPS1 | CH | Electricity from domestic biogas production¦Manure¦Fermentation | PJ/yr. | 0 | 0 | 0 | 0 | 0 | 0 | 0 | 0 | 0 | 0 | 0 | 0
| SPS1 | CH | Electricity from domestic biogas production¦Wastes¦Renewable¦Total | PJ/yr. | 0.11259 | 0.11528 | 0.1111 | 0.11489 | 0.11465 | 0.11143 | 0.10821 | 0.105 | 0.105 | 0.105 | 0.105 | 0.10499
| SPS1 | CH | Electricity from domestic biogas production¦Wastes¦Renewable¦Gasification | PJ/yr. | 0.11259 | 0.11528 | 0.1111 | 0.11489 | 0.11465 | 0.11143 | 0.10821 | 0.105 | 0.105 | 0.105 | 0.105 | 0.10499
| SPS1 | CH | Electricity from domestic biogas production¦Wastes¦Renewable¦Gasification CCS | PJ/yr. | 0 | 0 | 0 | 0 | 0 | 0 | 0 | 0 | 0 | 0 | 0 | 0
| SPS1 | CH | Electricity from domestic biogas production¦Wastes¦Renewable¦Hydrothermal gasification | PJ/yr. | 0 | 0 | 0 | 0 | 0 | 0 | 0 | 0 | 0 | 0 | 0 | 0
| SPS1 | CH | Electricity from domestic biogas production¦Wastes¦Renewable¦Hydrothermal gasification CCS | PJ/yr. | 0 | 0 | 0 | 0 | 0 | 0 | 0 | 0 | 0 | 0 | 0 | 0
| SPS1 | CH | Electricity from domestic biogas production¦Wood | PJ/yr. | 0 | 0 | 4.4309e-06 | 8.9367e-06 | 1.2798e-05 | 1.325e-05 | 1.3772e-05 | 1.752e-05 | 1.7966e-05 | 2.2139e-05 | 2.2925e-05 | 4.3448e-05
| SPS1 | CH | Electricity from domestic biogas production¦Wood¦Gasification | PJ/yr. | 0 | 0 | 4.4309e-06 | 8.9367e-06 | 1.2798e-05 | 1.325e-05 | 1.3772e-05 | 1.752e-05 | 1.7966e-05 | 2.2139e-05 | 2.2925e-05 | 4.3448e-05
| SPS1 | CH | Electricity from domestic biogas production¦Wood¦Gasification CCS | PJ/yr. | 0 | 0 | 0 | 0 | 0 | 0 | 0 | 0 | 0 | 0 | 0 | 0
| SPS1 | CH | Heat from domestic biogas production | PJ/yr. | 0 | 5.7724e-06 | 1.3293e-05 | 2.681e-05 | 3.8394e-05 | 3.9751e-05 | 4.1315e-05 | 5.2559e-05 | 5.3898e-05 | 6.6418e-05 | 6.8776e-05 | 0.00013034
| SPS1 | CH | Heat from domestic biogas production¦Manure¦Fermentation | PJ/yr. | 0 | 0 | 0 | 0 | 0 | 0 | 0 | 0 | 0 | 0 | 0 | 0
| SPS1 | CH | Heat from domestic biogas production¦Wastes¦Renewable | PJ/yr. | 0 | 0 | 0 | 0 | 0 | 0 | 0 | 0 | 0 | 0 | 0 | 0
| SPS1 | CH | Heat from domestic biogas production¦Wastes¦Renewable¦Gasification | PJ/yr. | 0 | 0 | 0 | 0 | 0 | 0 | 0 | 0 | 0 | 0 | 0 | 0
| SPS1 | CH | Heat from domestic biogas production¦Wastes¦Renewable¦Gasification CCS | PJ/yr. | 0 | 0 | 0 | 0 | 0 | 0 | 0 | 0 | 0 | 0 | 0 | 0
| SPS1 | CH | Heat from domestic biogas production¦Wastes¦Renewable¦Hydrothermal gasification | PJ/yr. | 0 | 0 | 0 | 0 | 0 | 0 | 0 | 0 | 0 | 0 | 0 | 0
| SPS1 | CH | Heat from domestic biogas production¦Wastes¦Renewable¦Hydrothermal gasification CCS | PJ/yr. | 0 | 0 | 0 | 0 | 0 | 0 | 0 | 0 | 0 | 0 | 0 | 0
| SPS1 | CH | Heat from domestic biogas production¦Wood | PJ/yr. | 0 | 5.7724e-06 | 1.3293e-05 | 2.681e-05 | 3.8394e-05 | 3.9751e-05 | 4.1315e-05 | 5.2559e-05 | 5.3898e-05 | 6.6418e-05 | 6.8776e-05 | 0.00013034
| SPS1 | CH | Heat from domestic biogas production¦Wood¦Gasification | PJ/yr. | 0 | 5.7724e-06 | 1.3293e-05 | 2.681e-05 | 3.8394e-05 | 3.9751e-05 | 4.1315e-05 | 5.2559e-05 | 5.3898e-05 | 6.6418e-05 | 6.8776e-05 | 0.00013034
| SPS1 | CH | Heat from domestic biogas production¦Wood¦Gasification CCS | PJ/yr. | 0 | 0 | 0 | 0 | 0 | 0 | 0 | 0 | 0 | 0 | 0 | 0
| SPS1 | CH | Fuel input for domestic biogas production | PJ/yr. | 13.4775 | 22.4427 | 22.0919 | 22.4183 | 22.3975 | 22.1221 | 21.8458 | 21.5696 | 21.5696 | 21.5698 | 21.5699 | 21.5707
| SPS1 | CH | Fuel input for domestic biogas production¦Manure¦Fermentation | PJ/yr. | 3.7981 | 12.5316 | 12.5403 | 12.5404 | 12.5404 | 12.5413 | 12.5414 | 12.5414 | 12.5414 | 12.5414 | 12.5415 | 12.5416
| SPS1 | CH | Fuel input for domestic biogas production¦Wastes¦Renewable | PJ/yr. | 9.6794 | 9.911 | 9.5514 | 9.8776 | 9.8566 | 9.5803 | 9.3039 | 9.0276 | 9.0276 | 9.0276 | 9.0276 | 9.0276
| SPS1 | CH | Fuel input for domestic biogas production¦Wastes¦Renewable¦Gasification | PJ/yr. | 9.6794 | 9.911 | 9.5514 | 9.8776 | 9.8566 | 9.5795 | 9.3031 | 9.0269 | 9.0267 | 9.0267 | 9.0266 | 9.0259
| SPS1 | CH | Fuel input for domestic biogas production¦Wastes¦Renewable¦Gasification CCS | PJ/yr. | 0 | 0 | 0 | 0 | 0 | 0 | 0 | 0 | 0 | 0 | 0 | 0
| SPS1 | CH | Fuel input for domestic biogas production¦Wastes¦Renewable¦Hydrothermal gasification | PJ/yr. | 0 | 0 | 0 | 0 | 0 | 0.00079204 | 0.00079275 | 0.00071207 | 0.00084815 | 0.00095476 | 0.0009885 | 0.001778
| SPS1 | CH | Fuel input for domestic biogas production¦Wastes¦Renewable¦Hydrothermal gasification CCS | PJ/yr. | 0 | 0 | 0 | 0 | 0 | 0 | 0 | 0 | 0 | 0 | 0 | 0
| SPS1 | CH | Fuel input for domestic biogas production¦Wood | PJ/yr. | 0 | 6.4939e-05 | 0.00014954 | 0.00030161 | 0.00043194 | 0.0004472 | 0.00046479 | 0.00059128 | 0.00060635 | 0.0007472 | 0.00077373 | 0.0014664
| SPS1 | CH | Fuel input for domestic biogas production¦Wood¦Gasification | PJ/yr. | 0 | 6.4939e-05 | 0.00014954 | 0.00030161 | 0.00043194 | 0.0004472 | 0.00046479 | 0.00059128 | 0.00060635 | 0.0007472 | 0.00077373 | 0.0014664
| SPS1 | CH | Fuel input for domestic biogas production¦Wood¦Gasification CCS | PJ/yr. | 0 | 0 | 0 | 0 | 0 | 0 | 0 | 0 | 0 | 0 | 0 | 0
| SPS1 | CH | Efficiency for domestic biogas production | PJ/yr. | bar: 2020 to 2070
| SPS1 | CH | Efficiency for domestic biogas production¦Manure¦Fermentation | PJ/yr. | 34.97% | 34.97% | 34.97% | 34.97% | 34.97% | 34.97% | 34.97% | 34.97% | 34.97% | 34.97% | 34.97% | 34.97%
| SPS1 | CH | Efficiency for domestic biogas production¦Wastes¦Renewable¦Gasification | PJ/yr. | 59.32% | 59.32% | 59.32% | 59.32% | 59.32% | 59.32% | 59.32% | 59.32% | 59.32% | 59.32% | 59.32% | 59.32%
| SPS1 | CH | Efficiency for domestic biogas production¦Wastes¦Renewable¦Gasification CCS | PJ/yr. | bar: 2020 to 2070
| SPS1 | CH | Efficiency for domestic biogas production¦Wastes¦Renewable¦Hydrothermal gasification | PJ/yr. | - | - | - | - | - | 70% | 70% | 70% | 70% | 70% | 70% | 70%
| SPS1 | CH | Efficiency for domestic biogas production¦Wastes¦Renewable¦Hydrothermal gasification CCS | PJ/yr. | bar: 2020 to 2070
| SPS1 | CH | Efficiency for domestic biogas production¦Wood¦Gasification | PJ/yr. | - | 82.96% | 85.93% | 85.93% | 85.93% | 85.93% | 85.93% | 85.93% | 85.93% | 85.93% | 85.93% | 85.93%
| SPS1 | CH | Efficiency for domestic biogas production¦Wood¦Gasification CCS | PJ/yr. | bar: 2020 to 2070
| SPS1 | CH | Domestic hydrogen production | PJ/yr. | 0.0033321 | 0.0043848 | 0.0044043 | 0.0056076 | 0.017378 | 0.02552 | 0.025559 | 0.10465 | 0.11165 | 0.42581 | 0.64548 | 0.74081
| SPS1 | CH | Domestic hydrogen production¦Electricity | PJ/yr. | 0.0033321 | 0.0043848 | 0.0044043 | 0.0056076 | 0.017378 | 0.02552 | 0.025559 | 0.099433 | 0.10642 | 0.41762 | 0.6368 | 0.70992
| SPS1 | CH | Domestic hydrogen production¦Electricity¦PEM electrolysis small-medium scale | PJ/yr. | 0.0033321 | 0.0043848 | 0.0044043 | 0.0055947 | 0.017071 | 0.018497 | 0.016562 | 0.088138 | 0.096333 | 0.40649 | 0.62602 | 0.68888
| SPS1 | CH | Domestic hydrogen production¦Electricity¦PEM electrolysis large scale | PJ/yr. | 0 | 0 | 0 | 1.2885e-05 | 0.00030733 | 0.00084602 | 0.001066 | 0.0011036 | 0.0011045 | 0.0011047 | 0.00081692 | 0.0015436
| SPS1 | CH | Domestic hydrogen production¦Electricity¦SOEC electrolysis | PJ/yr. | 0 | 0 | 0 | 0 | 0 | 0.0061768 | 0.0079307 | 0.010192 | 0.0089847 | 0.010032 | 0.0099571 | 0.019493
| SPS1 | CH | Domestic hydrogen production¦Gas | PJ/yr. | 0 | 0 | 0 | 0 | 0 | 0 | 0 | 0.0010144 | 0.0010312 | 0.0012455 | 0.0013014 | 0.0030651
| SPS1 | CH | Domestic hydrogen production¦Gas¦SMR-ATR Reforming | PJ/yr. | 0 | 0 | 0 | 0 | 0 | 0 | 0 | 0.0010144 | 0.0010312 | 0.0012455 | 0.0013014 | 0.0030651
| SPS1 | CH | Domestic hydrogen production¦Gas¦SMR-ATR Reforming CCS | PJ/yr. | 0 | 0 | 0 | 0 | 0 | 0 | 0 | 0 | 0 | 0 | 0 | 0
| SPS1 | CH | Domestic hydrogen production¦Gas¦Fossil gases | PJ/yr. | 0 | 0 | 0 | 0 | 0 | 0 | 0 | 0 | 0 | 0 | 0 | 0
| SPS1 | CH | Domestic hydrogen production¦Gas¦Fossil gases¦SMR-ATR Reforming | PJ/yr. | 0 | 0 | 0 | 0 | 0 | 0 | 0 | 0 | 0 | 0 | 0 | 0
| SPS1 | CH | Domestic hydrogen production¦Gas¦Fossil gases¦SMR-ATR Reforming CCS | PJ/yr. | 0 | 0 | 0 | 0 | 0 | 0 | 0 | 0 | 0 | 0 | 0 | 0
| SPS1 | CH | Domestic hydrogen production¦Gas¦Synthetic gases | PJ/yr. | 0 | 0 | 0 | 0 | 0 | 0 | 0 | 0.0010144 | 0.0010312 | 0.0012455 | 0.0013014 | 0.0030651
| SPS1 | CH | Domestic hydrogen production¦Gas¦Synthetic gases¦SMR-ATR Reforming | PJ/yr. | 0 | 0 | 0 | 0 | 0 | 0 | 0 | 0.0010144 | 0.0010312 | 0.0012455 | 0.0013014 | 0.0030651
| SPS1 | CH | Domestic hydrogen production¦Gas¦Synthetic gases¦SMR-ATR Reforming CCS | PJ/yr. | 0 | 0 | 0 | 0 | 0 | 0 | 0 | 0 | 0 | 0 | 0 | 0
| SPS1 | CH | Domestic hydrogen production¦Wood | PJ/yr. | 0 | 0 | 0 | 0 | 0 | 0 | 0 | 0.004207 | 0.0042013 | 0.0069466 | 0.0073832 | 0.027829
| SPS1 | CH | Domestic hydrogen production¦Wood¦Gasification | PJ/yr. | 0 | 0 | 0 | 0 | 0 | 0 | 0 | 0.004207 | 0.0042013 | 0.0069466 | 0.0073832 | 0.027829
| SPS1 | CH | Domestic hydrogen production¦Wood¦Gasification CCS | PJ/yr. | 0 | 0 | 0 | 0 | 0 | 0 | 0 | 0 | 0 | 0 | 0 | 0
| SPS1 | CH | Fuel input for hydrogen production | PJ/yr. | 0.0048644 | 0.0063181 | 0.0062251 | 0.0076816 | 0.023094 | 0.032059 | 0.031068 | 0.1285 | 0.13717 | 0.52142 | 0.78952 | 0.91405
| SPS1 | CH | Fuel input for hydrogen production¦Electricity | PJ/yr. | 0.0048644 | 0.0063181 | 0.0062251 | 0.0076816 | 0.023094 | 0.031136 | 0.030035 | 0.11902 | 0.12781 | 0.50709 | 0.7744 | 0.86147
| SPS1 | CH | Fuel input for hydrogen production¦Electricity¦PEM electrolysis small-medium scale | PJ/yr. | 0.0048644 | 0.0063181 | 0.0062251 | 0.007664 | 0.022685 | 0.023868 | 0.020768 | 0.10749 | 0.11748 | 0.49571 | 0.76344 | 0.8401
| SPS1 | CH | Fuel input for hydrogen production¦Electricity¦PEM electrolysis large scale | PJ/yr. | 0 | 0 | 0 | 1.7651e-05 | 0.00040841 | 0.0010916 | 0.0013367 | 0.0013458 | 0.0013469 | 0.0013471 | 0.00099625 | 0.0018824
| SPS1 | CH | Fuel input for hydrogen production¦Electricity¦SOEC electrolysis | PJ/yr. | 0 | 0 | 0 | 0 | 0 | 0.0061768 | 0.0079307 | 0.010192 | 0.0089847 | 0.010032 | 0.0099571 | 0.019493
| SPS1 | CH | Fuel input for hydrogen production¦Heat | PJ/yr. | 0 | 0 | 0 | 0 | 0 | 0.00092297 | 0.0010331 | 0.0011324 | 0.0009983 | 0.0011146 | 0.0011063 | 0.0021659
| SPS1 | CH | Fuel input for hydrogen production¦Heat¦SOEC electrolysis | PJ/yr. | 0 | 0 | 0 | 0 | 0 | 0.00092297 | 0.0010331 | 0.0011324 | 0.0009983 | 0.0011146 | 0.0011063 | 0.0021659
| SPS1 | CH | Fuel input for hydrogen production¦Gas | PJ/yr. | 0 | 0 | 0 | 0 | 0 | 0 | 0 | 0.0013347 | 0.0013569 | 0.0016389 | 0.0017123 | 0.0040331
| SPS1 | CH | Fuel input for hydrogen production¦Gas¦SMR-ATR Reforming | PJ/yr. | 0 | 0 | 0 | 0 | 0 | 0 | 0 | 0.0013347 | 0.0013569 | 0.0016389 | 0.0017123 | 0.0040331
| SPS1 | CH | Fuel input for hydrogen production¦Gas¦SMR-ATR Reforming CCS | PJ/yr. | 0 | 0 | 0 | 0 | 0 | 0 | 0 | 0 | 0 | 0 | 0 | 0
| SPS1 | CH | Fuel input for hydrogen production¦Gas¦Fossil gases | PJ/yr. | 0 | 0 | 0 | 0 | 0 | 0 | 0 | 0 | 0 | 0 | 0 | 0
| SPS1 | CH | Fuel input for hydrogen production¦Gas¦Fossil gases¦SMR-ATR Reforming | PJ/yr. | 0 | 0 | 0 | 0 | 0 | 0 | 0 | 0 | 0 | 0 | 0 | 0
| SPS1 | CH | Fuel input for hydrogen production¦Gas¦Fossil gases¦SMR-ATR Reforming CCS | PJ/yr. | 0 | 0 | 0 | 0 | 0 | 0 | 0 | 0 | 0 | 0 | 0 | 0
| SPS1 | CH | Fuel input for hydrogen production¦Gas¦Synthetic gases | PJ/yr. | 0 | 0 | 0 | 0 | 0 | 0 | 0 | 0.0013347 | 0.0013569 | 0.0016389 | 0.0017123 | 0.0040331
| SPS1 | CH | Fuel input for hydrogen production¦Gas¦Synthetic gases¦SMR-ATR Reforming | PJ/yr. | 0 | 0 | 0 | 0 | 0 | 0 | 0 | 0.0013347 | 0.0013569 | 0.0016389 | 0.0017123 | 0.0040331
| SPS1 | CH | Fuel input for hydrogen production¦Gas¦Synthetic gases¦SMR-ATR Reforming CCS | PJ/yr. | 0 | 0 | 0 | 0 | 0 | 0 | 0 | 0 | 0 | 0 | 0 | 0
| SPS1 | CH | Fuel input for hydrogen production¦Wood | PJ/yr. | 0 | 0 | 0 | 0 | 0 | 0 | 0 | 0.0070117 | 0.0070021 | 0.011578 | 0.012305 | 0.046382
| SPS1 | CH | Fuel input for hydrogen production¦Wood¦Gasification | PJ/yr. | 0 | 0 | 0 | 0 | 0 | 0 | 0 | 0.0070117 | 0.0070021 | 0.011578 | 0.012305 | 0.046382
| SPS1 | CH | Fuel input for hydrogen production¦Wood¦Gasification CCS | PJ/yr. | 0 | 0 | 0 | 0 | 0 | 0 | 0 | 0 | 0 | 0 | 0 | 0
| SPS1 | CH | Efficiency for hydrogen production | % | bar: 2020 to 2070
| SPS1 | CH | Efficiency for hydrogen production¦Electricity¦PEM electrolysis small-medium scale | % | 68.5% | 69.4% | 70.75% | 73% | 75.25% | 77.5% | 79.75% | 82% | 82% | 82% | 82% | 82%
| SPS1 | CH | Efficiency for hydrogen production¦Electricity¦PEM electrolysis large scale | % | - | - | - | 73% | 75.25% | 77.5% | 79.75% | 82% | 82% | 82% | 82% | 82%
| SPS1 | CH | Efficiency for hydrogen production¦Electricity¦SOEC electrolysis | % | - | - | - | - | - | 87% | 88.47% | 90% | 90% | 90% | 90% | 90%
| SPS1 | CH | Efficiency for hydrogen production¦Gas¦SMR-ATR Reforming | % | - | - | - | - | - | - | - | 76% | 76% | 76% | 76% | 76%
| SPS1 | CH | Efficiency for hydrogen production¦Gas¦SMR-ATR Reforming CCS | % | bar: 2020 to 2070
| SPS1 | CH | Efficiency for hydrogen production¦Wood¦Gasification | % | - | - | - | - | - | - | - | 60% | 60% | 60% | 60% | 60%
| SPS1 | CH | Efficiency for hydrogen production¦Wood¦Gasification CCS | % | bar: 2020 to 2070
| SPS1 | CH | Biomethane production from biogas upgrade | PJ/yr. | 1.1765 | 3.1781 | 3.1751 | 3.175 | 3.175 | 3.1742 | 3.1742 | 3.1757 | 3.1756 | 3.176 | 3.1761 | 3.1793
| SPS1 | CH | Fuel input for biogas upgrade to biomethane | PJ/yr. | 1.2891 | 3.4823 | 3.4789 | 3.4789 | 3.4789 | 3.478 | 3.478 | 3.4796 | 3.4795 | 3.48 | 3.4801 | 3.4836
| SPS1 | CH | Efficiency for biomethane production from biogas upgrade | PJ/yr. | 91.27% | 91.27% | 91.27% | 91.27% | 91.27% | 91.27% | 91.27% | 91.27% | 91.27% | 91.27% | 91.27% | 91.27%
| SPS1 | SPS1 | Domestic wood to pellet production | PJ/yr. | 5.9796 | 6.9697 | 6.784 | 7.1474 | 7.4296 | 7.849 | 7.8163 | 7.9394 | 7.9185 | 7.8953 | 7.8344 | 7.7131
| SPS1 | SPS1 | Domestic wood to pellet production¦Pellets | PJ/yr. | 5.9796 | 6.9697 | 6.784 | 7.1474 | 7.4296 | 7.849 | 7.8163 | 7.9394 | 7.9185 | 7.8953 | 7.8344 | 7.7131
| SPS1 | SPS1 | Fuel input for wood to pellet production | PJ/yr. | 7.1186 | 8.2972 | 8.0762 | 8.5088 | 8.8448 | 9.344 | 9.3051 | 9.4517 | 9.4268 | 9.3992 | 9.3266 | 9.1823
| SPS1 | SPS1 | Fuel input for wood to pellet production¦Wood | PJ/yr. | 7.1186 | 8.2972 | 8.0762 | 8.5088 | 8.8448 | 9.344 | 9.3051 | 9.4517 | 9.4268 | 9.3992 | 9.3266 | 9.1823
| SPS1 | SPS1 | Efficiency for wood to pellet production | % | 84% | 84% | 84% | 84% | 84% | 84% | 84% | 84% | 84% | 84% | 84% | 84%
| SPS1 | CH | Domestic PtG and PtL production | PJ/yr. | 0 | 0 | 0 | 0 | 0 | 0 | 0 | 0 | 0 | 0 | 0 | 0
| SPS1 | CH | Domestic PtG and PtL production¦PtG | PJ/yr. | 0 | 0 | 0 | 0 | 0 | 0 | 0 | 0 | 0 | 0 | 0 | 0
| SPS1 | CH | Domestic PtG and PtL production¦PtG¦PtG gas | PJ/yr. | 0 | 0 | 0 | 0 | 0 | 0 | 0 | 0 | 0 | 0 | 0 | 0
| SPS1 | CH | Domestic PtG and PtL production¦PtL | PJ/yr. | 0 | 0 | 0 | 0 | 0 | 0 | 0 | 0 | 0 | 0 | 0 | 0
| SPS1 | CH | Domestic PtG and PtL production¦PtL¦PtL Diesel | PJ/yr. | 0 | 0 | 0 | 0 | 0 | 0 | 0 | 0 | 0 | 0 | 0 | 0
| SPS1 | CH | Domestic PtG and PtL production¦PtL¦PtL Gasoline | PJ/yr. | 0 | 0 | 0 | 0 | 0 | 0 | 0 | 0 | 0 | 0 | 0 | 0
| SPS1 | CH | Domestic PtG and PtL production¦PtL¦PtL Kerosene | PJ/yr. | 0 | 0 | 0 | 0 | 0 | 0 | 0 | 0 | 0 | 0 | 0 | 0
| SPS1 | CH | Fuel input for domestic PtG and PtL production | PJ/yr. | 0 | 0 | 0 | 0 | 0 | 0 | 0 | 0 | 0 | 0 | 0 | 0
| SPS1 | CH | Fuel input for domestic PtG and PtL production¦Hydrogen | PJ/yr. | 0 | 0 | 0 | 0 | 0 | 0 | 0 | 0 | 0 | 0 | 0 | 0
| SPS1 | CH | Fuel input for domestic PtG and PtL production¦Hydrogen¦PtG | PJ/yr. | 0 | 0 | 0 | 0 | 0 | 0 | 0 | 0 | 0 | 0 | 0 | 0
| SPS1 | CH | Fuel input for domestic PtG and PtL production¦Hydrogen¦PtG¦PtG gas | PJ/yr. | 0 | 0 | 0 | 0 | 0 | 0 | 0 | 0 | 0 | 0 | 0 | 0
| SPS1 | CH | Fuel input for domestic PtG and PtL production¦Hydrogen¦PtL | PJ/yr. | 0 | 0 | 0 | 0 | 0 | 0 | 0 | 0 | 0 | 0 | 0 | 0
| SPS1 | CH | Fuel input for domestic PtG and PtL production¦Hydrogen¦PtL¦PtL Diesel | PJ/yr. | 0 | 0 | 0 | 0 | 0 | 0 | 0 | 0 | 0 | 0 | 0 | 0
| SPS1 | CH | Fuel input for domestic PtG and PtL production¦Hydrogen¦PtL¦PtL Gasoline | PJ/yr. | 0 | 0 | 0 | 0 | 0 | 0 | 0 | 0 | 0 | 0 | 0 | 0
| SPS1 | CH | Fuel input for domestic PtG and PtL production¦Hydrogen¦PtL¦PtL Kerosene | PJ/yr. | 0 | 0 | 0 | 0 | 0 | 0 | 0 | 0 | 0 | 0 | 0 | 0
| SPS1 | CH | Efficiency for domestic PtG and PtL production | % | bar: 2020 to 2070
| SPS1 | CH | Efficiency for domestic PtG and PtL production¦Hydrogen¦PtG¦PtG gas | % | bar: 2020 to 2070
| SPS1 | CH | Efficiency for domestic PtG and PtL production¦Hydrogen¦PtL Diesel | % | bar: 2020 to 2070
| SPS1 | CH | Efficiency for domestic PtG and PtL production¦Hydrogen¦PtL Gasoline | % | bar: 2020 to 2070
| SPS1 | CH | Efficiency for domestic PtG and PtL production¦Hydrogen¦PtL Kerosene | % | bar: 2020 to 2070
| SPS1 | CH | CO2 input for domestic PtG and PtL production | Mt/yr. | 0 | 0 | 0 | 0 | 0 | 0 | 0 | 0 | 0 | 0 | 0 | 0
| SPS1 | CH | CO2 input for domestic PtG and PtL production¦CO2¦Total | Mt/yr. | 0 | 0 | 0 | 0 | 0 | 0 | 0 | 0 | 0 | 0 | 0 | 0
| SPS1 | CH | CO2 input for domestic PtG and PtL production¦CO2¦Biogenic source | Mt/yr. | 0 | 0 | 0 | 0 | 0 | 0 | 0 | 0 | 0 | 0 | 0 | 0
| SPS1 | CH | CO2 input for domestic PtG and PtL production¦CO2¦Fossil source | Mt/yr. | 0 | 0 | 0 | 0 | 0 | 0 | 0 | 0 | 0 | 0 | 0 | 0
| SPS1 | CH | CO2 input for domestic PtG and PtL production¦CO2¦Direct air capture source | Mt/yr. | 0 | 0 | 0 | 0 | 0 | 0 | 0 | 0 | 0 | 0 | 0 | 0
| SPS1 | CH | CO2 input for domestic PtG and PtL production¦CO2¦Total¦PtG | Mt/yr. | 0 | 0 | 0 | 0 | 0 | 0 | 0 | 0 | 0 | 0 | 0 | 0
| SPS1 | CH | CO2 input for domestic PtG and PtL production¦CO2¦Total¦PtG¦PtG gas | Mt/yr. | 0 | 0 | 0 | 0 | 0 | 0 | 0 | 0 | 0 | 0 | 0 | 0
| SPS1 | CH | CO2 input for domestic PtG and PtL production¦CO2¦Total¦PtL | Mt/yr. | 0 | 0 | 0 | 0 | 0 | 0 | 0 | 0 | 0 | 0 | 0 | 0
| SPS1 | CH | CO2 input for domestic PtG and PtL production¦CO2¦Total¦PtL¦PtL Diesel | Mt/yr. | 0 | 0 | 0 | 0 | 0 | 0 | 0 | 0 | 0 | 0 | 0 | 0
| SPS1 | CH | CO2 input for domestic PtG and PtL production¦CO2¦Total¦PtL¦PtL Gasoline | Mt/yr. | 0 | 0 | 0 | 0 | 0 | 0 | 0 | 0 | 0 | 0 | 0 | 0
| SPS1 | CH | CO2 input for domestic PtG and PtL production¦CO2¦Total¦PtL¦PtL Kerosene | Mt/yr. | 0 | 0 | 0 | 0 | 0 | 0 | 0 | 0 | 0 | 0 | 0 | 0
| SPS1 | CH | CO2 input for domestic PtG and PtL production¦CO2¦Biogenic source¦PtG | Mt/yr. | 0 | 0 | 0 | 0 | 0 | 0 | 0 | 0 | 0 | 0 | 0 | 0
| SPS1 | CH | CO2 input for domestic PtG and PtL production¦CO2¦Biogenic source¦PtG¦PtG gas | Mt/yr. | 0 | 0 | 0 | 0 | 0 | 0 | 0 | 0 | 0 | 0 | 0 | 0
| SPS1 | CH | CO2 input for domestic PtG and PtL production¦CO2¦Biogenic source¦PtL | Mt/yr. | 0 | 0 | 0 | 0 | 0 | 0 | 0 | 0 | 0 | 0 | 0 | 0
| SPS1 | CH | CO2 input for domestic PtG and PtL production¦CO2¦Biogenic source¦PtL¦PtL Diesel | Mt/yr. | 0 | 0 | 0 | 0 | 0 | 0 | 0 | 0 | 0 | 0 | 0 | 0
| SPS1 | CH | CO2 input for domestic PtG and PtL production¦CO2¦Biogenic source¦PtL¦PtL Gasoline | Mt/yr. | 0 | 0 | 0 | 0 | 0 | 0 | 0 | 0 | 0 | 0 | 0 | 0
| SPS1 | CH | CO2 input for domestic PtG and PtL production¦CO2¦Biogenic source¦PtL¦PtL Kerosene | Mt/yr. | 0 | 0 | 0 | 0 | 0 | 0 | 0 | 0 | 0 | 0 | 0 | 0
| SPS1 | CH | CO2 input for domestic PtG and PtL production¦CO2¦Fossil source¦PtG | Mt/yr. | 0 | 0 | 0 | 0 | 0 | 0 | 0 | 0 | 0 | 0 | 0 | 0
| SPS1 | CH | CO2 input for domestic PtG and PtL production¦CO2¦Fossil source¦PtG¦PtG gas | Mt/yr. | 0 | 0 | 0 | 0 | 0 | 0 | 0 | 0 | 0 | 0 | 0 | 0
| SPS1 | CH | CO2 input for domestic PtG and PtL production¦CO2¦Fossil source¦PtL | Mt/yr. | 0 | 0 | 0 | 0 | 0 | 0 | 0 | 0 | 0 | 0 | 0 | 0
| SPS1 | CH | CO2 input for domestic PtG and PtL production¦CO2¦Fossil source¦PtL¦PtL Diesel | Mt/yr. | 0 | 0 | 0 | 0 | 0 | 0 | 0 | 0 | 0 | 0 | 0 | 0
| SPS1 | CH | CO2 input for domestic PtG and PtL production¦CO2¦Fossil source¦PtL¦PtL Gasoline | Mt/yr. | 0 | 0 | 0 | 0 | 0 | 0 | 0 | 0 | 0 | 0 | 0 | 0
| SPS1 | CH | CO2 input for domestic PtG and PtL production¦CO2¦Fossil source¦PtL¦PtL Kerosene | Mt/yr. | 0 | 0 | 0 | 0 | 0 | 0 | 0 | 0 | 0 | 0 | 0 | 0
| SPS1 | CH | CO2 input for domestic PtG and PtL production¦CO2¦Direct air capture source source¦PtG | Mt/yr. | 0 | 0 | 0 | 0 | 0 | 0 | 0 | 0 | 0 | 0 | 0 | 0
| SPS1 | CH | CO2 input for domestic PtG and PtL production¦CO2¦Direct air capture source source¦PtG¦PtG gas | Mt/yr. | 0 | 0 | 0 | 0 | 0 | 0 | 0 | 0 | 0 | 0 | 0 | 0
| SPS1 | CH | CO2 input for domestic PtG and PtL production¦CO2¦Direct air capture source source¦PtL | Mt/yr. | 0 | 0 | 0 | 0 | 0 | 0 | 0 | 0 | 0 | 0 | 0 | 0
| SPS1 | CH | CO2 input for domestic PtG and PtL production¦CO2¦Direct air capture source source¦PtL¦PtL Diesel | Mt/yr. | 0 | 0 | 0 | 0 | 0 | 0 | 0 | 0 | 0 | 0 | 0 | 0
| SPS1 | CH | CO2 input for domestic PtG and PtL production¦CO2¦Direct air capture source source¦PtL¦PtL Gasoline | Mt/yr. | 0 | 0 | 0 | 0 | 0 | 0 | 0 | 0 | 0 | 0 | 0 | 0
| SPS1 | CH | CO2 input for domestic PtG and PtL production¦CO2¦Direct air capture source source¦PtL¦PtL Kerosene | Mt/yr. | 0 | 0 | 0 | 0 | 0 | 0 | 0 | 0 | 0 | 0 | 0 | 0
| SPS1 | CH | Fuel consumption in industry sectors | PJ/yr. | 142.2173 | 141.1082 | 142.8734 | 144.1452 | 145.4224 | 146.3146 | 146.5666 | 147.1736 | 141.9875 | 145.0552 | 139.2518 | 138.7294
| SPS1 | CH | Fuel consumption in industry sectors¦Electricity | PJ/yr. | 60.07 | 62.5764 | 64.8957 | 67.3256 | 69.2927 | 70.2824 | 71.1659 | 72.0507 | 72.7499 | 74.6183 | 73.1458 | 73.2699
| SPS1 | CH | Fuel consumption in industry sectors¦Electricity¦Electric boiler | PJ/yr. | 11.6469 | 12.259 | 12.2493 | 12.5256 | 12.8399 | 13.105 | 13.3451 | 13.585 | 13.585 | 13.8188 | 13.8188 | 13.8188
| SPS1 | CH | Fuel consumption in industry sectors¦Electricity¦Heat pump electric | PJ/yr. | 0.35967 | 0.45106 | 1.1303 | 1.814 | 2.4998 | 2.6808 | 2.6322 | 2.5854 | 2.5897 | 2.6599 | 2.66 | 2.6663
| SPS1 | CH | Fuel consumption in industry sectors¦Electricity¦Other electric processes | PJ/yr. | 48.0634 | 49.8664 | 51.5161 | 52.9861 | 53.9531 | 54.4966 | 55.1886 | 55.8803 | 56.5752 | 58.1396 | 56.6671 | 56.7848
| SPS1 | CH | Fuel consumption in industry sectors¦Oil¦Total | PJ/yr. | 11.6278 | 10.2237 | 8.004 | 6.5053 | 4.957 | 3.3863 | 1.8164 | 0.25967 | 0.25964 | 0.25963 | 0.25016 | 0.24798
| SPS1 | CH | Fuel consumption in industry sectors¦Oil¦Total¦Light fuel boiler | PJ/yr. | 8.8978 | 8.1048 | 8.0014 | 6.5046 | 4.9558 | 3.3853 | 1.8153 | 0.25967 | 0.25964 | 0.25963 | 0.25016 | 0.24798
| SPS1 | CH | Fuel consumption in industry sectors¦Oil¦Total¦Heavy fuel boiler | PJ/yr. | 2.73 | 2.1189 | 0.0025877 | 0.00074481 | 0.0011524 | 0.0010268 | 0.0011462 | 0 | 0 | 0 | 0 | 0
| SPS1 | CH | Fuel consumption in industry sectors¦Oil¦Fossil liquids | PJ/yr. | 11.6278 | 10.2237 | 8.0039 | 6.5049 | 4.9566 | 3.3858 | 1.816 | 0.25928 | 0.25926 | 0.25921 | 0.24971 | 0.247
| SPS1 | CH | Fuel consumption in industry sectors¦Oil¦Fossil liquids¦Light fuel oil | PJ/yr. | 8.8978 | 8.1048 | 8.0013 | 6.5042 | 4.9554 | 3.3848 | 1.8148 | 0.25928 | 0.25926 | 0.25921 | 0.24971 | 0.247
| SPS1 | CH | Fuel consumption in industry sectors¦Oil¦Fossil liquids¦Light fuel oil¦Light fuel oil boiler | PJ/yr. | 8.8978 | 8.1048 | 8.0013 | 6.5042 | 4.9554 | 3.3848 | 1.8148 | 0.25928 | 0.25926 | 0.25921 | 0.24971 | 0.247
| SPS1 | CH | Fuel consumption in industry sectors¦Oil¦Fossil liquids¦Heavy fuel oil | PJ/yr. | 2.73 | 2.1189 | 0.0025877 | 0.00074481 | 0.0011524 | 0.0010268 | 0.0011462 | 0 | 0 | 0 | 0 | 0
| SPS1 | CH | Fuel consumption in industry sectors¦Oil¦Fossil liquids¦Heavy fuel oil¦Heavy fuel oil boiler | PJ/yr. | 2.73 | 2.1189 | 0.0025877 | 0.00074481 | 0.0011524 | 0.0010268 | 0.0011462 | 0 | 0 | 0 | 0 | 0
| SPS1 | CH | Fuel consumption in industry sectors¦Oil¦Synthetic liquids | PJ/yr. | 0 | 0 | 9.6634e-05 | 0.00040112 | 0.00043362 | 0.0004812 | 0.00047448 | 0.00038296 | 0.00038437 | 0.0004209 | 0.00044688 | 0.00097748
| SPS1 | CH | Fuel consumption in industry sectors¦Oil¦Synthetic liquids¦Light fuel oil boiler | PJ/yr. | 0 | 0 | 9.6634e-05 | 0.00040112 | 0.00043362 | 0.0004812 | 0.00047448 | 0.00038296 | 0.00038437 | 0.0004209 | 0.00044688 | 0.00097748
| SPS1 | CH | Fuel consumption in industry sectors¦Gas¦Total | PJ/yr. | 35.9891 | 30.7421 | 34.8816 | 31.2489 | 30.0273 | 30.4494 | 28.5009 | 28.5168 | 22.1007 | 19.8273 | 20.0654 | 19.6148
| SPS1 | CH | Fuel consumption in industry sectors¦Gas¦Total¦Gas boiler | PJ/yr. | 35.4464 | 30.0728 | 33.8448 | 28.9511 | 26.2815 | 22.8232 | 20.8035 | 20.8299 | 16.3622 | 13.797 | 13.834 | 12.5683
| SPS1 | CH | Fuel consumption in industry sectors¦Gas¦Total¦Heat pump gas | PJ/yr. | 0.10595 | 0.11723 | 0.1154 | 0.11334 | 0.10613 | 1.9593 | 1.9592 | 1.9486 | 0 | 0 | 0 | 0
| SPS1 | CH | Fuel consumption in industry sectors¦Gas¦Total¦Biogas boiler | PJ/yr. | 0.54268 | 0.6693 | 1.0369 | 2.2978 | 3.7458 | 7.6262 | 7.6974 | 7.6869 | 5.7385 | 6.0303 | 6.2314 | 7.0465
| SPS1 | CH | Fuel consumption in industry sectors¦Gas¦Fossil gases | PJ/yr. | 35.2471 | 30.1899 | 31.2106 | 26.4941 | 23.8009 | 22.069 | 20.0411 | 20.0428 | 13.6323 | 11.0952 | 11.1445 | 9.8608
| SPS1 | CH | Fuel consumption in industry sectors¦Gas¦Fossil gases¦Gas boiler | PJ/yr. | 35.142 | 30.0727 | 31.1045 | 26.3907 | 23.7052 | 20.3242 | 18.3161 | 18.3282 | 13.6323 | 11.0952 | 11.1445 | 9.8608
| SPS1 | CH | Fuel consumption in industry sectors¦Gas¦Fossil gases¦Heat pump gas | PJ/yr. | 0.10504 | 0.11723 | 0.10605 | 0.10332 | 0.095723 | 1.7448 | 1.725 | 1.7146 | 0 | 0 | 0 | 0
| SPS1 | CH | Fuel consumption in industry sectors¦Gas¦Synthetic gases | PJ/yr. | 0.74201 | 0.55215 | 3.6711 | 4.7549 | 6.2264 | 8.3804 | 8.4598 | 8.474 | 8.4683 | 8.732 | 8.9209 | 9.754
| SPS1 | CH | Fuel consumption in industry sectors¦Gas¦Synthetic gases¦Gas boiler | PJ/yr. | 0.30438 | 8.693e-05 | 2.7403 | 2.5604 | 2.5763 | 2.499 | 2.4874 | 2.5017 | 2.7298 | 2.7018 | 2.6895 | 2.7075
| SPS1 | CH | Fuel consumption in industry sectors¦Gas¦Synthetic gases¦Heat pump gas | PJ/yr. | 0.00090983 | 3.3888e-07 | 0.009343 | 0.010024 | 0.010403 | 0.21453 | 0.23425 | 0.23404 | 0 | 0 | 0 | 0
| SPS1 | CH | Fuel consumption in industry sectors¦Gas¦Synthetic gases¦Biogas boiler | PJ/yr. | 0.43673 | 0.55207 | 0.92148 | 2.1845 | 3.6397 | 5.6669 | 5.7382 | 5.7383 | 5.7385 | 6.0303 | 6.2314 | 7.0465
| SPS1 | CH | Fuel consumption in industry sectors¦Coal | PJ/yr. | 3.56 | 3.4647 | 2.8396 | 0.0010843 | 0.001221 | 0.0010643 | 0.0013486 | 0.0030131 | 0.0020203 | 0.0033877 | 0.0016532 | 0.0030894
| SPS1 | CH | Fuel consumption in industry sectors¦Coal¦Coal boiler | PJ/yr. | 3.56 | 3.4647 | 2.8396 | 0.0010843 | 0.001221 | 0.0010643 | 0.0013486 | 0.0030131 | 0.0020203 | 0.0033877 | 0.0016532 | 0.0030894
| SPS1 | CH | Fuel consumption in industry sectors¦Heat | PJ/yr. | 12.7286 | 13.6384 | 13.523 | 17.0625 | 16.5141 | 15.9831 | 18.1834 | 18.6962 | 18.7908 | 19.4685 | 19.0157 | 19.0759
| SPS1 | CH | Fuel consumption in industry sectors¦Heat¦On-site CHPs | PJ/yr. | 4.2935 | 5.8498 | 6.073 | 8.4545 | 9.2062 | 8.2035 | 9.3388 | 9.5005 | 9.6819 | 10.1211 | 10.0231 | 10.1671
| SPS1 | CH | Fuel consumption in industry sectors¦Heat¦On-site CHPs¦Industrial CHPs oil | PJ/yr. | 0.92935 | 2.0724 | 0.027284 | 1.3063 | 0.8379 | 0.040361 | 0.045069 | 0.044302 | 0.043642 | 0.04781 | 0.045754 | 0.046139
| SPS1 | CH | Fuel consumption in industry sectors¦Heat¦On-site CHPs¦Industrial CHPs gas | PJ/yr. | 0.76955 | 0.10223 | 0.065289 | 0.84868 | 1.0485 | 0.17622 | 0.13103 | 0.058469 | 0.044825 | 0.059391 | 0.067015 | 0.023131
| SPS1 | CH | Fuel consumption in industry sectors¦Heat¦On-site CHPs¦Industrial CHPs gas (CCS) | PJ/yr. | 0 | 0 | 0 | 0 | 0 | 0 | 0 | 0 | 0 | 0 | 0 | 0
| SPS1 | CH | Fuel consumption in industry sectors¦Heat¦On-site CHPs¦Industrial CHPs fuel cells (gas reformer) | PJ/yr. | 0 | 0 | 0 | 0.0005771 | 0.0007828 | 0.0012212 | 0.0016932 | 0.0026675 | 0.0024332 | 0.0044154 | 0.0042808 | 0.0053162
| SPS1 | CH | Fuel consumption in industry sectors¦Heat¦On-site CHPs¦Industrial CHPs wastes | PJ/yr. | 1.9348 | 1.8588 | 2.5503 | 2.2433 | 1.9427 | 1.6589 | 1.378 | 1.0998 | 1.0998 | 1.0998 | 1.0998 | 1.0998
| SPS1 | CH | Fuel consumption in industry sectors¦Heat¦On-site CHPs¦Industrial CHPs wastes CCS | PJ/yr. | 0 | 0 | 0 | 0 | 0 | 0 | 0 | 0 | 0 | 0 | 0 | 0
| SPS1 | CH | Fuel consumption in industry sectors¦Heat¦On-site CHPs¦Industrial CHPs wood | PJ/yr. | 0.65977 | 1.8164 | 3.4301 | 4.0547 | 5.3735 | 6.3225 | 7.7791 | 8.2842 | 8.4814 | 8.8847 | 8.7714 | 8.9686
| SPS1 | CH | Fuel consumption in industry sectors¦Heat¦On-site CHPs¦Industrial CHPs wood (CCS) | PJ/yr. | 0 | 0 | 0 | 0 | 0 | 0 | 0 | 0 | 0 | 0 | 0 | 0
| SPS1 | CH | Fuel consumption in industry sectors¦Heat¦On-site CHPs¦Industrial CHPs fuel cells (hydrogen) | PJ/yr. | 0 | 0 | 0 | 0.00092203 | 0.0028443 | 0.0042839 | 0.0039534 | 0.011054 | 0.0097848 | 0.025004 | 0.034858 | 0.024177
| SPS1 | CH | Fuel consumption in industry sectors¦Heat¦District heating | PJ/yr. | 7.12 | 7.6289 | 7.393 | 7.8106 | 7.3255 | 7.8108 | 8.8815 | 9.2266 | 9.1451 | 9.3854 | 9.0428 | 8.9637
| SPS1 | CH | Fuel consumption in industry sectors¦Wood | PJ/yr. | 9.0019 | 10.6099 | 9.854 | 11.5553 | 12.5548 | 13.5722 | 14.2377 | 14.8758 | 15.2914 | 15.7741 | 11.6141 | 11.2372
| SPS1 | CH | Fuel consumption in industry sectors¦Wood¦Wood boiler | PJ/yr. | 9.0019 | 10.6099 | 9.854 | 11.5553 | 12.5548 | 13.5722 | 14.2377 | 14.8758 | 15.2914 | 15.7741 | 11.6141 | 11.2372
| SPS1 | CH | Fuel consumption in industry sectors¦Pellets | PJ/yr. | 0.62579 | 0.73757 | 0.73633 | 0.73427 | 0.73258 | 0.73054 | 0.72851 | 0.7265 | 0.72651 | 0.72654 | 0.72656 | 0.7267
| SPS1 | CH | Fuel consumption in industry sectors¦Pellets¦Pellet boiler | PJ/yr. | 0.62579 | 0.73757 | 0.73633 | 0.73427 | 0.73258 | 0.73054 | 0.72851 | 0.7265 | 0.72651 | 0.72654 | 0.72656 | 0.7267
| SPS1 | CH | Fuel consumption in industry sectors¦Wastes¦Total | PJ/yr. | 7.798 | 8.0801 | 5.6083 | 5.5456 | 5.483 | 5.4553 | 5.4276 | 5.4 | 5.4 | 5.3999 | 5.3999 | 5.3999
| SPS1 | CH | Fuel consumption in industry sectors¦Wastes¦Total¦Wastes boiler | PJ/yr. | 7.798 | 8.0801 | 5.6083 | 5.5456 | 5.483 | 5.4553 | 5.4276 | 5.4 | 5.4 | 5.3999 | 5.3999 | 5.3999
| SPS1 | CH | Fuel consumption in industry sectors¦Wastes¦Renewable¦Wastes boiler | PJ/yr. | 0 | 0 | 0 | 0 | 0 | 0 | 0 | 0 | 0 | 0 | 0 | 0
| SPS1 | CH | Fuel consumption in industry sectors¦Wastes¦Non Renewable¦Wastes boiler | PJ/yr. | 7.798 | 8.0801 | 5.6083 | 5.5456 | 5.483 | 5.4553 | 5.4276 | 5.4 | 5.4 | 5.3999 | 5.3999 | 5.3999
| SPS1 | CH | Fuel consumption in industry sectors¦Solar | PJ/yr. | 0.067628 | 0.085492 | 0.085497 | 0.085497 | 0.085497 | 0.085497 | 0.085498 | 0.085498 | 0.085499 | 0.0855 | 0.085501 | 0.085508
| SPS1 | CH | Fuel consumption in industry sectors¦Solar¦Solar thermal | PJ/yr. | 0.067628 | 0.085492 | 0.085497 | 0.085497 | 0.085497 | 0.085497 | 0.085498 | 0.085498 | 0.085499 | 0.0855 | 0.085501 | 0.085508
| SPS1 | CH | Fuel consumption in industry sectors¦Hydrogen | PJ/yr. | 0 | 0 | 0 | 0.0025489 | 0.010188 | 0.015123 | 0.014545 | 0.10573 | 0.12457 | 0.28138 | 0.33616 | 0.45332
| SPS1 | CH | Fuel consumption in industry sectors¦Hydrogen¦Hydrogen boiler | PJ/yr. | 0 | 0 | 0 | 0.0025489 | 0.010188 | 0.015123 | 0.014545 | 0.10573 | 0.12457 | 0.28138 | 0.33616 | 0.45332
| SPS1 | CH | Fuel consumption in industry sectors¦Ambient heat | PJ/yr. | 0.74846 | 0.94973 | 2.4453 | 4.0785 | 5.764 | 6.3537 | 6.4047 | 6.4536 | 6.4565 | 8.6107 | 8.6108 | 8.615
| SPS1 | CH | Fuel consumption in industry sectors¦Ambient heat¦Heat pump electric | PJ/yr. | 0.74846 | 0.94973 | 2.4215 | 3.9976 | 5.6624 | 6.2369 | 6.2855 | 6.3324 | 6.343 | 6.5151 | 6.5152 | 6.5307
| SPS1 | CH | Fuel consumption in industry sectors¦Ambient heat¦Heat pump gas | PJ/yr. | 0 | 0 | 0.023811 | 0.080919 | 0.10162 | 0.11675 | 0.11918 | 0.12123 | 0.11351 | 2.0957 | 2.0956 | 2.0843
| SPS1 | CH | Process and space heating production in industry sectors | PJ/yr. | 72.7082 | 74.3527 | 76.1459 | 77.0461 | 77.5763 | 77.7452 | 77.7865 | 77.9013 | 73.0281 | 74.9728 | 72.2577 | 71.7473
| SPS1 | CH | Process and space heating production in industry sectors¦Electricity | PJ/yr. | 58.9854 | 61.6023 | 65.4031 | 69.3799 | 72.9775 | 74.5156 | 75.426 | 76.3367 | 77.0464 | 79.0518 | 77.5795 | 77.7198
| SPS1 | CH | Process and space heating production in industry sectors¦Electricity¦Electric boiler | PJ/yr. | 9.8139 | 10.3351 | 10.3351 | 10.5822 | 10.8621 | 11.101 | 11.3194 | 11.538 | 11.538 | 11.7366 | 11.7366 | 11.7366
| SPS1 | CH | Process and space heating production in industry sectors¦Electricity¦Heat pump electric | PJ/yr. | 1.1081 | 1.4008 | 3.5518 | 5.8116 | 8.1622 | 8.9177 | 8.9177 | 8.9178 | 8.9327 | 9.175 | 9.1751 | 9.1971
| SPS1 | CH | Process and space heating production in industry sectors¦Electricity¦Other electric processes | PJ/yr. | 48.0634 | 49.8664 | 51.5161 | 52.9861 | 53.9532 | 54.4968 | 55.1889 | 55.8809 | 56.5757 | 58.1402 | 56.6678 | 56.7862
| SPS1 | CH | Process and space heating production in industry sectors¦Oil | PJ/yr. | 8.7635 | 7.7502 | 6.2477 | 5.0985 | 3.9005 | 2.6752 | 1.4407 | 0.20678 | 0.20676 | 0.20675 | 0.19921 | 0.19747
| SPS1 | CH | Process and space heating production in industry sectors¦Oil¦Light fuel boiler | PJ/yr. | 6.9177 | 6.3114 | 6.2459 | 5.098 | 3.8997 | 2.6745 | 1.4399 | 0.20678 | 0.20676 | 0.20675 | 0.19921 | 0.19747
| SPS1 | CH | Process and space heating production in industry sectors¦Oil¦Heavy fuel boiler | PJ/yr. | 1.8458 | 1.4388 | 0.0017686 | 0.00051448 | 0.00080444 | 0.0007243 | 0.0008169 | 0 | 0 | 0 | 0 | 0
| SPS1 | CH | Process and space heating production in industry sectors¦Gas | PJ/yr. | 28.9303 | 24.7168 | 28.082 | 25.1518 | 24.0966 | 24.3015 | 22.7793 | 22.9047 | 17.669 | 18.1658 | 18.3789 | 17.9081
| SPS1 | CH | Process and space heating production in industry sectors¦Gas¦Gas boiler | PJ/yr. | 28.6198 | 24.3243 | 27.3762 | 23.43 | 21.3012 | 20.0384 | 18.4391 | 18.5386 | 13.3177 | 9.7691 | 9.8374 | 8.8017
| SPS1 | CH | Process and space heating production in industry sectors¦Gas¦Heat pump gas | PJ/yr. | 0 | 0 | 0.050704 | 0.16866 | 0.20757 | 0.23399 | 0.23457 | 0.23457 | 0.21964 | 4.055 | 4.0548 | 4.0329
| SPS1 | CH | Process and space heating production in industry sectors¦Gas¦Biogas boiler | PJ/yr. | 0.31051 | 0.39252 | 0.65517 | 1.5532 | 2.5878 | 4.0292 | 4.1057 | 4.1315 | 4.1317 | 4.3418 | 4.4866 | 5.0735
| SPS1 | CH | Process and space heating production in industry sectors¦Coal | PJ/yr. | 2.3674 | 2.3075 | 1.8955 | 0.00072647 | 0.0008211 | 0.00071843 | 0.00091366 | 0.0020489 | 0.0013738 | 0.0023036 | 0.0011242 | 0.0021008
| SPS1 | CH | Process and space heating production in industry sectors¦Coal¦Coal boiler | PJ/yr. | 2.3674 | 2.3075 | 1.8955 | 0.00072647 | 0.0008211 | 0.00071843 | 0.00091366 | 0.0020489 | 0.0013738 | 0.0023036 | 0.0011242 | 0.0021008
| SPS1 | CH | Process and space heating production in industry sectors¦Heat | PJ/yr. | 11.7673 | 12.6354 | 12.5687 | 15.9428 | 15.5122 | 15.0932 | 17.223 | 17.7622 | 17.852 | 18.4957 | 18.0656 | 18.1234
| SPS1 | CH | Process and space heating production in industry sectors¦Heat¦On-site CHPs | PJ/yr. | 5.1851 | 5.5676 | 5.6974 | 8.6447 | 8.6311 | 7.7177 | 8.811 | 8.997 | 9.1642 | 9.5796 | 9.4749 | 9.6079
| SPS1 | CH | Process and space heating production in industry sectors¦Heat¦On-site CHPs¦Industrial CHPs oil | PJ/yr. | 1.1223 | 1.9724 | 0.025597 | 1.3357 | 0.78556 | 0.037971 | 0.042521 | 0.041954 | 0.041309 | 0.045253 | 0.043252 | 0.043601
| SPS1 | CH | Process and space heating production in industry sectors¦Heat¦On-site CHPs¦Industrial CHPs gas | PJ/yr. | 0.92936 | 0.097297 | 0.061252 | 0.86777 | 0.98299 | 0.16578 | 0.12362 | 0.055371 | 0.042428 | 0.056214 | 0.06335 | 0.021859
| SPS1 | CH | Process and space heating production in industry sectors¦Heat¦On-site CHPs¦Industrial CHPs gas (CCS) | PJ/yr. | 0 | 0 | 0 | 0 | 0 | 0 | 0 | 0 | 0 | 0 | 0 | 0
| SPS1 | CH | Process and space heating production in industry sectors¦Heat¦On-site CHPs¦Industrial CHPs fuel cells (gas reformer) | PJ/yr. | 0 | 0 | 0 | 0.00059008 | 0.0007339 | 0.0011489 | 0.0015975 | 0.0025261 | 0.0023031 | 0.0041792 | 0.0040467 | 0.0050238
| SPS1 | CH | Process and space heating production in industry sectors¦Heat¦On-site CHPs¦Industrial CHPs wastes | PJ/yr. | 2.3366 | 1.7691 | 2.3926 | 2.2938 | 1.8213 | 1.5607 | 1.3001 | 1.0415 | 1.041 | 1.0409 | 1.0396 | 1.0393
| SPS1 | CH | Process and space heating production in industry sectors¦Heat¦On-site CHPs¦Industrial CHPs wastes CCS | PJ/yr. | 0 | 0 | 0 | 0 | 0 | 0 | 0 | 0 | 0 | 0 | 0 | 0
| SPS1 | CH | Process and space heating production in industry sectors¦Heat¦On-site CHPs¦Industrial CHPs wood | PJ/yr. | 0.79678 | 1.7287 | 3.218 | 4.1459 | 5.0378 | 5.948 | 7.3395 | 7.8451 | 8.0279 | 8.4094 | 8.2917 | 8.4753
| SPS1 | CH | Process and space heating production in industry sectors¦Heat¦On-site CHPs¦Industrial CHPs wood (CCS) | PJ/yr. | 0 | 0 | 0 | 0 | 0 | 0 | 0 | 0 | 0 | 0 | 0 | 0
| SPS1 | CH | Process and space heating production in industry sectors¦Heat¦On-site CHPs¦Industrial CHPs fuel cells (hydrogen) | PJ/yr. | 0 | 0 | 0 | 0.00094277 | 0.0026666 | 0.0040302 | 0.0037299 | 0.010468 | 0.0092617 | 0.023666 | 0.032951 | 0.022847
| SPS1 | CH | Process and space heating production in industry sectors¦Heat¦District heating | PJ/yr. | 6.5823 | 7.0678 | 6.8713 | 7.2981 | 6.8811 | 7.3756 | 8.412 | 8.7653 | 8.6878 | 8.9161 | 8.5907 | 8.5155
| SPS1 | CH | Process and space heating production in industry sectors¦Wood | PJ/yr. | 5.3111 | 6.2669 | 5.8303 | 6.8562 | 7.4701 | 8.0981 | 8.5189 | 8.9255 | 9.1748 | 9.4645 | 6.9685 | 6.7423
| SPS1 | CH | Process and space heating production in industry sectors¦Wood¦Wood boiler | PJ/yr. | 5.3111 | 6.2669 | 5.8303 | 6.8562 | 7.4701 | 8.0981 | 8.5189 | 8.9255 | 9.1748 | 9.4645 | 6.9685 | 6.7423
| SPS1 | CH | Process and space heating production in industry sectors¦Pellets | PJ/yr. | 0.46152 | 0.54458 | 0.54458 | 0.54458 | 0.54486 | 0.54486 | 0.54487 | 0.54488 | 0.54488 | 0.5449 | 0.54492 | 0.54503
| SPS1 | CH | Process and space heating production in industry sectors¦Pellets¦Pellet boiler | PJ/yr. | 0.46152 | 0.54458 | 0.54458 | 0.54458 | 0.54486 | 0.54486 | 0.54487 | 0.54488 | 0.54488 | 0.5449 | 0.54492 | 0.54503
| SPS1 | CH | Process and space heating production in industry sectors¦Wastes | PJ/yr. | 4.1174 | 4.2663 | 2.9612 | 2.9281 | 2.895 | 2.8804 | 2.9092 | 2.9376 | 2.9376 | 2.9376 | 2.9376 | 2.9376
| SPS1 | CH | Process and space heating production in industry sectors¦Wastes¦Wastes boiler | PJ/yr. | 4.1174 | 4.2663 | 2.9612 | 2.9281 | 2.895 | 2.8804 | 2.9092 | 2.9376 | 2.9376 | 2.9376 | 2.9376 | 2.9376
| SPS1 | CH | Process and space heating production in industry sectors¦Solar | PJ/yr. | 0.067628 | 0.085492 | 0.085497 | 0.085497 | 0.085497 | 0.085497 | 0.085498 | 0.085498 | 0.085499 | 0.0855 | 0.085501 | 0.085508
| SPS1 | CH | Process and space heating production in industry sectors¦Solar¦Solar thermal | PJ/yr. | 0.067628 | 0.085492 | 0.085497 | 0.085497 | 0.085497 | 0.085497 | 0.085498 | 0.085498 | 0.085499 | 0.0855 | 0.085501 | 0.085508
| SPS1 | CH | Process and space heating production in industry sectors¦Hydrogen | PJ/yr. | 0 | 0 | 0 | 0.00051453 | 0.0027319 | 0.0033608 | 0.003372 | 0.032616 | 0.041726 | 0.11453 | 0.12112 | 0.22852
| SPS1 | CH | Process and space heating production in industry sectors¦Hydrogen¦Hydrogen boiler | PJ/yr. | 0 | 0 | 0 | 0.00051453 | 0.0027319 | 0.0033608 | 0.003372 | 0.032616 | 0.041726 | 0.11453 | 0.12112 | 0.22852
| SPS1 | CH | Process and space heating production in industry sectors¦Energy savings | PJ/yr. | 0 | 4.8942 | 4.8942 | 4.8944 | 4.8954 | 4.8957 | 4.8957 | 4.8957 | 4.8957 | 4.8959 | 4.896 | 4.898
| SPS1 | CH | Process and space heating production in industry sectors¦Energy savings¦Measures in electric specific uses | PJ/yr. | 0 | 0.85059 | 0.85059 | 0.85075 | 0.85178 | 0.85202 | 0.85202 | 0.85204 | 0.85206 | 0.85227 | 0.85236 | 0.85432
| SPS1 | CH | Process and space heating production in industry sectors¦Energy savings¦Measuers in process and space heating | PJ/yr. | 0 | 4.0436 | 4.0436 | 4.0436 | 4.0436 | 4.0436 | 4.0436 | 4.0437 | 4.0437 | 4.0437 | 4.0437 | 4.0437
| SPS1 | CH | Efficiency in industry sectors | % | bar: 2020 to 2070
| SPS1 | CH | Efficiency in industry sectors¦Electricity¦Electric boiler | % | 84.26% | 84.31% | 84.37% | 84.49% | 84.6% | 84.71% | 84.82% | 84.93% | 84.93% | 84.93% | 84.93% | 84.93%
| SPS1 | CH | Efficiency in industry sectors¦Electricity¦Heat pump electric | % | 308.1% | 310.6% | 314.2% | 320.4% | 326.5% | 332.7% | 338.8% | 344.9% | 344.9% | 344.9% | 344.9% | 344.9%
| SPS1 | CH | Efficiency in industry sectors¦Electricity¦Other electric processes | % | 100% | 100% | 100% | 100% | 100% | 100% | 100% | 100% | 100% | 100% | 100% | 100%
| SPS1 | CH | Efficiency in industry sectors¦Oil¦Light fuel boiler | % | 77.75% | 77.87% | 78.06% | 78.38% | 78.69% | 79% | 79.32% | 79.63% | 79.63% | 79.63% | 79.63% | 79.63%
| SPS1 | CH | Efficiency in industry sectors¦Oil¦Heavy fuel boiler | % | 67.61% | 67.9% | 68.34% | 69.08% | 69.81% | 70.54% | 71.27% | - | - | - | - | -
| SPS1 | CH | Efficiency in industry sectors¦Gas¦Gas boiler | % | 80.74% | 80.88% | 80.89% | 80.93% | 81.05% | 87.8% | 88.63% | 89% | 81.39% | 70.81% | 71.11% | 70.03%
| SPS1 | CH | Efficiency in industry sectors¦Gas¦Heat pump gas | % | 0% | 0% | 43.94% | 148.8% | 195.6% | 11.94% | 11.97% | 12.04% | - | - | - | -
| SPS1 | CH | Efficiency in industry sectors¦Gas¦Biogas boiler | % | 57.22% | 58.65% | 63.19% | 67.59% | 69.09% | 52.83% | 53.34% | 53.75% | 72% | 72% | 72% | 72%
| SPS1 | CH | Efficiency in industry sectors¦Coal¦Coal boiler | % | 66.5% | 66.6% | 66.75% | 67% | 67.25% | 67.5% | 67.75% | 68% | 68% | 68% | 68% | 68%
| SPS1 | CH | Efficiency in industry sectors¦Heat¦On-site CHPs¦Industrial CHPs oil | % | 120.8% | 95.18% | 93.82% | 102.2% | 93.75% | 94.08% | 94.35% | 94.7% | 94.65% | 94.65% | 94.53% | 94.5%
| SPS1 | CH | Efficiency in industry sectors¦Heat¦On-site CHPs¦Industrial CHPs gas | % | 120.8% | 95.18% | 93.82% | 102.2% | 93.75% | 94.08% | 94.35% | 94.7% | 94.65% | 94.65% | 94.53% | 94.5%
| SPS1 | CH | Efficiency in industry sectors¦Heat¦On-site CHPs¦Industrial CHPs gas (CCS) | % | bar: 2020 to 2070
| SPS1 | CH | Efficiency in industry sectors¦Heat¦On-site CHPs¦Industrial CHPs fuel cells (gas reformer) | % | - | - | - | 102.2% | 93.75% | 94.08% | 94.35% | 94.7% | 94.65% | 94.65% | 94.53% | 94.5%
| SPS1 | CH | Efficiency in industry sectors¦Heat¦On-site CHPs¦Industrial CHPs wastes | % | 120.8% | 95.18% | 93.82% | 102.2% | 93.75% | 94.08% | 94.35% | 94.7% | 94.65% | 94.65% | 94.53% | 94.5%
| SPS1 | CH | Efficiency in industry sectors¦Heat¦On-site CHPs¦Industrial CHPs wastes CCS | % | bar: 2020 to 2070
| SPS1 | CH | Efficiency in industry sectors¦Heat¦On-site CHPs¦Industrial CHPs wood | % | 120.8% | 95.18% | 93.82% | 102.2% | 93.75% | 94.08% | 94.35% | 94.7% | 94.65% | 94.65% | 94.53% | 94.5%
| SPS1 | CH | Efficiency in industry sectors¦Heat¦On-site CHPs¦Industrial CHPs wood (CCS) | % | bar: 2020 to 2070
| SPS1 | CH | Efficiency in industry sectors¦Heat¦On-site CHPs¦Industrial CHPs fuel cells (hydrogen) | % | - | - | - | 102.2% | 93.75% | 94.08% | 94.35% | 94.7% | 94.65% | 94.65% | 94.53% | 94.5%
| SPS1 | CH | Efficiency in industry sectors¦Heat¦District heating | % | 92.45% | 92.65% | 92.94% | 93.44% | 93.93% | 94.43% | 94.71% | 95% | 95% | 95% | 95% | 95%
| SPS1 | CH | Efficiency in industry sectors¦Wood¦Wood boiler | % | 59% | 59.07% | 59.17% | 59.33% | 59.5% | 59.67% | 59.83% | 60% | 60% | 60% | 60% | 60%
| SPS1 | CH | Efficiency in industry sectors¦Pellets¦Pellet boiler | % | 73.75% | 73.83% | 73.96% | 74.17% | 74.38% | 74.58% | 74.79% | 75% | 75% | 75% | 75% | 75%
| SPS1 | CH | Efficiency in industry sectors¦Wastes¦Wastes boiler | % | 52.8% | 52.8% | 52.8% | 52.8% | 52.8% | 52.8% | 53.6% | 54.4% | 54.4% | 54.4% | 54.4% | 54.4%
| SPS1 | CH | Efficiency in industry sectors¦Solar¦Solar thermal | % | 100% | 100% | 100% | 100% | 100% | 100% | 100% | 100% | 100% | 100% | 100% | 100%
| SPS1 | CH | Efficiency in industry sectors¦Hydrogen¦Hydrogen boiler | % | - | - | - | 20.19% | 26.81% | 22.22% | 23.18% | 30.85% | 33.5% | 40.7% | 36.03% | 50.41%
| SPS1 | CH | Fuel consumption in Services sectors | PJ/yr. | 140.1011 | 139.6543 | 141.5754 | 139.7581 | 135.8127 | 132.4696 | 128.104 | 123.8789 | 122.9761 | 122.2489 | 121.3972 | 119.3371
| SPS1 | CH | Fuel consumption in Services sectors¦Electricity | PJ/yr. | 60.95 | 60.4993 | 65.4487 | 65.7205 | 65.6637 | 65.7771 | 65.0226 | 64.3052 | 65.476 | 66.4575 | 67.4159 | 68.307
| SPS1 | CH | Fuel consumption in Services sectors¦Electricity¦Electric boiler | PJ/yr. | 2.6236 | 0.37218 | 2.4477 | 2.1208 | 1.7718 | 1.4452 | 1.1349 | 0.8528 | 0.83236 | 0.8129 | 0.79529 | 0.76017
| SPS1 | CH | Fuel consumption in Services sectors¦Electricity¦Heat pump electric | PJ/yr. | 1.3316 | 1.4252 | 1.4627 | 1.5295 | 1.5991 | 1.6734 | 1.7518 | 1.839 | 1.9826 | 2.1286 | 2.2946 | 2.4465
| SPS1 | CH | Fuel consumption in Services sectors¦Electricity¦Other electric appliances | PJ/yr. | 56.9948 | 58.7019 | 61.5383 | 62.0702 | 62.2928 | 62.6584 | 62.136 | 61.6134 | 62.6611 | 63.516 | 64.326 | 65.1004
| SPS1 | CH | Fuel consumption in Services sectors¦Oil¦Total | PJ/yr. | 30.2566 | 27.0011 | 25.3434 | 21.3513 | 17.0066 | 14.2442 | 13.2434 | 12.8126 | 9.4095 | 7.8554 | 4.2267 | 1.8014
| SPS1 | CH | Fuel consumption in Services sectors¦Oil¦Total¦Light fuel boiler | PJ/yr. | 30.2566 | 27.0011 | 25.3434 | 21.3513 | 17.0066 | 14.2442 | 13.2434 | 12.8126 | 9.4095 | 7.8554 | 4.2267 | 1.8014
| SPS1 | CH | Fuel consumption in Services sectors¦Oil¦Fossil liquids | PJ/yr. | 30.2566 | 27.0011 | 25.3433 | 21.3512 | 17.0063 | 14.244 | 13.2433 | 12.8123 | 9.4093 | 7.855 | 4.2264 | 1.8007
| SPS1 | CH | Fuel consumption in Services sectors¦Oil¦Fossil liquids¦Light fuel oil | PJ/yr. | 30.2566 | 27.0011 | 25.3433 | 21.3512 | 17.0063 | 14.244 | 13.2433 | 12.8123 | 9.4093 | 7.855 | 4.2264 | 1.8007
| SPS1 | CH | Fuel consumption in Services sectors¦Oil¦Fossil liquids¦Light fuel oil¦Light fuel oil boiler | PJ/yr. | 30.2566 | 27.0011 | 25.3433 | 21.3512 | 17.0063 | 14.244 | 13.2433 | 12.8123 | 9.4093 | 7.855 | 4.2264 | 1.8007
| SPS1 | CH | Fuel consumption in Services sectors¦Oil¦Synthetic liquids | PJ/yr. | 0 | 0 | 7.1462e-05 | 0.00016376 | 0.00035253 | 0.00016931 | 0.0001677 | 0.0003472 | 0.00017886 | 0.00036546 | 0.00028487 | 0.00063499
| SPS1 | CH | Fuel consumption in Services sectors¦Oil¦Synthetic liquids¦Light fuel oil boiler | PJ/yr. | 0 | 0 | 7.1462e-05 | 0.00016376 | 0.00035253 | 0.00016931 | 0.0001677 | 0.0003472 | 0.00017886 | 0.00036546 | 0.00028487 | 0.00063499
| SPS1 | CH | Fuel consumption in Services sectors¦Gas¦Total | PJ/yr. | 26.951 | 28.287 | 27.1537 | 28.0699 | 28.544 | 28.8568 | 27.2364 | 25.7054 | 25.2995 | 24.7213 | 25.5945 | 24.6089
| SPS1 | CH | Fuel consumption in Services sectors¦Gas¦Total¦Gas boiler | PJ/yr. | 25.5487 | 26.7498 | 25.5332 | 26.45 | 26.7655 | 26.9395 | 25.2118 | 23.5391 | 22.9782 | 22.3931 | 21.8928 | 20.8614
| SPS1 | CH | Fuel consumption in Services sectors¦Gas¦Total¦Heat pump gas | PJ/yr. | 0 | 0 | 0.00079529 | 0.00078081 | 0.0033434 | 0.0058446 | 0.0097677 | 0.0078732 | 0.0059478 | 0.018421 | 0.017477 | 0.061187
| SPS1 | CH | Fuel consumption in Services sectors¦Gas¦Total¦Biogas boiler | PJ/yr. | 1.4023 | 1.5372 | 1.6197 | 1.6191 | 1.7752 | 1.9114 | 2.0148 | 2.1584 | 2.3154 | 2.3098 | 3.6843 | 3.6863
| SPS1 | CH | Fuel consumption in Services sectors¦Gas¦Fossil gases | PJ/yr. | 25.2656 | 23.7905 | 25.515 | 26.4496 | 26.7651 | 26.9391 | 25.2114 | 23.5387 | 22.9778 | 22.3926 | 21.8923 | 20.8607
| SPS1 | CH | Fuel consumption in Services sectors¦Gas¦Fossil gases¦Gas boiler | PJ/yr. | 25.2656 | 23.7905 | 25.5142 | 26.4488 | 26.7617 | 26.9333 | 25.2017 | 23.5308 | 22.9718 | 22.3742 | 21.8748 | 20.7996
| SPS1 | CH | Fuel consumption in Services sectors¦Gas¦Fossil gases¦Heat pump gas | PJ/yr. | 0 | 0 | 0.0007947 | 0.00078078 | 0.0033429 | 0.0058432 | 0.0097637 | 0.0078704 | 0.0059462 | 0.018405 | 0.017463 | 0.061006
| SPS1 | CH | Fuel consumption in Services sectors¦Gas¦Synthetic gases | PJ/yr. | 1.6854 | 4.4965 | 1.6379 | 1.6196 | 1.7756 | 1.9118 | 2.0152 | 2.1589 | 2.3158 | 2.3103 | 3.6847 | 3.6871
| SPS1 | CH | Fuel consumption in Services sectors¦Gas¦Synthetic gases¦Gas boiler | PJ/yr. | 0.28309 | 2.9593 | 0.018185 | 0.00045169 | 0.00039625 | 0.00040056 | 0.00039643 | 0.00043239 | 0.0004348 | 0.00044542 | 0.00044736 | 0.000759
| SPS1 | CH | Fuel consumption in Services sectors¦Gas¦Synthetic gases¦Heat pump gas | PJ/yr. | 0 | 0 | 5.6642e-07 | 1.3334e-08 | 4.9497e-08 | 8.6903e-08 | 1.5359e-07 | 1.4462e-07 | 1.1255e-07 | 3.664e-07 | 3.5714e-07 | 2.2262e-06
| SPS1 | CH | Fuel consumption in Services sectors¦Gas¦Synthetic gases¦Biogas boiler | PJ/yr. | 1.4023 | 1.5372 | 1.6197 | 1.6191 | 1.7752 | 1.9114 | 2.0148 | 2.1584 | 2.3154 | 2.3098 | 3.6843 | 3.6863
| SPS1 | CH | Fuel consumption in Services sectors¦Heat | PJ/yr. | 7.7269 | 8.3697 | 8.1264 | 9.9113 | 12.1247 | 12.2907 | 12.2902 | 11.6164 | 13.0364 | 13.0141 | 13.4854 | 13.6947
| SPS1 | CH | Fuel consumption in Services sectors¦Heat¦On-site CHPs | PJ/yr. | 2.1169 | 2.293 | 2.0497 | 3.8346 | 6.0479 | 6.214 | 6.2135 | 4.6146 | 4.4723 | 4.4484 | 4.4509 | 4.6602
| SPS1 | CH | Fuel consumption in Services sectors¦Heat¦On-site CHPs¦Services sectors CHPs (bio)gas | PJ/yr. | 1.4243 | 1.5543 | 1.4206 | 1.1752 | 1.0369 | 0.91816 | 0.92743 | 0.91816 | 0.9067 | 0.88605 | 0.91678 | 0.89594
| SPS1 | CH | Fuel consumption in Services sectors¦Heat¦On-site CHPs¦Services sectors CHPs gas | PJ/yr. | 0.69258 | 0.73874 | 0.62908 | 2.6543 | 5.0054 | 5.2907 | 5.2801 | 3.6851 | 3.5549 | 3.5402 | 3.517 | 3.728
| SPS1 | CH | Fuel consumption in Services sectors¦Heat¦On-site CHPs¦Services sectors CHPs fuel cells (gas reformer) | PJ/yr. | 0 | 0 | 0 | 0.00031792 | 0.0010082 | 0.00099474 | 0.00076049 | 0.0016658 | 0.0016415 | 0.0032862 | 0.0024748 | 0.0066158
| SPS1 | CH | Fuel consumption in Services sectors¦Heat¦On-site CHPs¦Services sectors CHPs wood | PJ/yr. | 0 | 0 | 0 | 0.004162 | 0.0031621 | 0.0025726 | 0.0034672 | 0.0054161 | 0.0050718 | 0.0086115 | 0.0072499 | 0.014586
| SPS1 | CH | Fuel consumption in Services sectors¦Heat¦On-site CHPs¦Services sectors CHPs fuel cells (hydrogen) | PJ/yr. | 0 | 0 | 0 | 0.00062634 | 0.0015001 | 0.0015804 | 0.0017521 | 0.0042357 | 0.0039921 | 0.010243 | 0.0074642 | 0.015104
| SPS1 | CH | Fuel consumption in Services sectors¦Heat¦District heating | PJ/yr. | 5.61 | 6.0767 | 6.0767 | 6.0767 | 6.0767 | 6.0767 | 6.0767 | 7.0018 | 8.5641 | 8.5658 | 9.0344 | 9.0345
| SPS1 | CH | Fuel consumption in Services sectors¦Wood | PJ/yr. | 8.5744 | 9.2173 | 9.1314 | 7.8125 | 5.1038 | 3.2565 | 1.9996 | 0.63767 | 0.62241 | 0.60786 | 0.59498 | 0.56859
| SPS1 | CH | Fuel consumption in Services sectors¦Wood¦Wood boiler | PJ/yr. | 8.5744 | 9.2173 | 9.1314 | 7.8125 | 5.1038 | 3.2565 | 1.9996 | 0.63767 | 0.62241 | 0.60786 | 0.59498 | 0.56859
| SPS1 | CH | Fuel consumption in Services sectors¦Pellets | PJ/yr. | 2.0856 | 2.4001 | 2.3203 | 2.5333 | 2.6822 | 3.0027 | 2.8917 | 2.9538 | 2.8831 | 2.8156 | 2.7546 | 2.6329
| SPS1 | CH | Fuel consumption in Services sectors¦Pellets¦Pellet boiler | PJ/yr. | 2.0856 | 2.4001 | 2.3203 | 2.5333 | 2.6822 | 3.0027 | 2.8917 | 2.9538 | 2.8831 | 2.8156 | 2.7546 | 2.6329
| SPS1 | CH | Fuel consumption in Services sectors¦Solar | PJ/yr. | 0.62699 | 0.68733 | 0.68717 | 0.68732 | 0.68723 | 0.68728 | 0.68723 | 0.68706 | 0.68724 | 0.68691 | 0.68711 | 0.68648
| SPS1 | CH | Fuel consumption in Services sectors¦Solar¦Solar thermal | PJ/yr. | 0.62699 | 0.68733 | 0.68717 | 0.68732 | 0.68723 | 0.68728 | 0.68723 | 0.68706 | 0.68724 | 0.68691 | 0.68711 | 0.68648
| SPS1 | CH | Fuel consumption in Services sectors¦Hydrogen | PJ/yr. | 0 | 0 | 0 | 0.0013013 | 0.0029201 | 0.0034931 | 0.0028946 | 0.01161 | 0.010628 | 0.13001 | 0.21335 | 0.18698
| SPS1 | CH | Fuel consumption in Services sectors¦Hydrogen¦From gas grid (mixed with methane) | PJ/yr. | 0 | 0 | 0 | 0 | 0 | 0 | 0 | 0 | 0 | 0 | 0 | 0
| SPS1 | CH | Fuel consumption in Services sectors¦Hydrogen¦From hydrogen grid | PJ/yr. | 0 | 0 | 0 | 0.0013013 | 0.0029201 | 0.0034931 | 0.0028946 | 0.01161 | 0.010628 | 0.13001 | 0.21335 | 0.18698
| SPS1 | CH | Fuel consumption in Services sectors¦Hydrogen¦From hydrogen grid¦Hydrogen boiler | PJ/yr. | 0 | 0 | 0 | 0.0013013 | 0.0029201 | 0.0034931 | 0.0028946 | 0.01161 | 0.010628 | 0.13001 | 0.21335 | 0.18698
| SPS1 | CH | Fuel consumption in Services sectors¦Ambient heat | PJ/yr. | 2.9296 | 3.1924 | 3.3643 | 3.6707 | 3.9977 | 4.3508 | 4.7299 | 5.1491 | 5.5513 | 5.9602 | 6.4248 | 6.8501
| SPS1 | CH | Fuel consumption in Services sectors¦Ambient heat¦Heat pump electric | PJ/yr. | 2.9296 | 3.1924 | 3.3643 | 3.6707 | 3.9977 | 4.3508 | 4.7299 | 5.1491 | 5.5513 | 5.9602 | 6.4248 | 6.8501
| SPS1 | CH | Fuel consumption in Services sectors¦Ambient heat¦Heat pump gas | PJ/yr. | 0 | 0 | 0.00077939 | 0.00081205 | 0.0036778 | 0.0067797 | 0.011917 | 0.010078 | 0.0076132 | 0.023578 | 0.022371 | 0.078319
| SPS1 | CH | Space water and process heat production in Services sectors | PJ/yr. | 73.2383 | 78.5739 | 77.9351 | 76.6922 | 74.059 | 71.3588 | 68.1479 | 64.9882 | 63.5967 | 62.3088 | 61.0889 | 58.7387
| SPS1 | CH | Space water and process heat production in Services sectors¦Electricity | PJ/yr. | 63.65 | 63.6601 | 68.6141 | 69.2321 | 69.5395 | 70.0376 | 69.6887 | 69.4117 | 70.9857 | 72.377 | 73.8009 | 75.1191
| SPS1 | CH | Space water and process heat production in Services sectors¦Electricity¦Electric boiler | PJ/yr. | 2.394 | 0.34054 | 2.2488 | 1.9618 | 1.65 | 1.3549 | 1.071 | 0.81016 | 0.79074 | 0.77225 | 0.75552 | 0.72216
| SPS1 | CH | Space water and process heat production in Services sectors¦Electricity¦Heat pump electric | PJ/yr. | 4.2612 | 4.6176 | 4.827 | 5.2002 | 5.5968 | 6.0242 | 6.4817 | 6.9881 | 7.5339 | 8.0888 | 8.7193 | 9.2966
| SPS1 | CH | Space water and process heat production in Services sectors¦Electricity¦Other electric appliances | PJ/yr. | 56.9948 | 58.7019 | 61.5383 | 62.0702 | 62.2928 | 62.6584 | 62.136 | 61.6134 | 62.6611 | 63.516 | 64.326 | 65.1004
| SPS1 | CH | Space water and process heat production in Services sectors¦Oil | PJ/yr. | 24.8431 | 22.2139 | 20.9119 | 17.7047 | 14.1725 | 11.9295 | 11.0914 | 10.7306 | 7.8805 | 6.5789 | 3.5398 | 1.5086
| SPS1 | CH | Space water and process heat production in Services sectors¦Oil¦Light fuel boiler | PJ/yr. | 24.8431 | 22.2139 | 20.9119 | 17.7047 | 14.1725 | 11.9295 | 11.0914 | 10.7306 | 7.8805 | 6.5789 | 3.5398 | 1.5086
| SPS1 | CH | Space water and process heat production in Services sectors¦Gas | PJ/yr. | 25.4128 | 26.6677 | 25.5886 | 26.4569 | 26.8955 | 27.1826 | 25.6421 | 24.1858 | 23.7886 | 23.2743 | 24.0126 | 23.0956
| SPS1 | CH | Space water and process heat production in Services sectors¦Gas¦Gas boiler | PJ/yr. | 24.1897 | 25.3269 | 24.1743 | 25.0431 | 25.3402 | 25.5028 | 23.8631 | 22.2853 | 21.7556 | 21.2177 | 20.7593 | 19.7409
| SPS1 | CH | Space water and process heat production in Services sectors¦Gas¦Heat pump gas | PJ/yr. | 0 | 0 | 0.0015747 | 0.0015929 | 0.0070212 | 0.012624 | 0.021684 | 0.017951 | 0.013561 | 0.041999 | 0.039849 | 0.13951
| SPS1 | CH | Space water and process heat production in Services sectors¦Gas¦Biogas boiler | PJ/yr. | 1.2231 | 1.3408 | 1.4127 | 1.4122 | 1.5483 | 1.6672 | 1.7573 | 1.8826 | 2.0195 | 2.0146 | 3.2134 | 3.2152
| SPS1 | CH | Space water and process heat production in Services sectors¦Heat | PJ/yr. | 7.6496 | 8.286 | 8.0452 | 9.8122 | 12.0034 | 12.1678 | 12.1673 | 11.5002 | 12.906 | 12.884 | 13.3505 | 13.5577
| SPS1 | CH | Space water and process heat production in Services sectors¦Heat¦On-site CHPs | PJ/yr. | 2.0957 | 2.2701 | 2.0292 | 3.7962 | 5.9875 | 6.1519 | 6.1514 | 4.5685 | 4.4276 | 4.4039 | 4.4064 | 4.6136
| SPS1 | CH | Space water and process heat production in Services sectors¦Heat¦On-site CHPs¦Services sectors CHPs (bio)gas | PJ/yr. | 1.4101 | 1.5387 | 1.4064 | 1.1635 | 1.0265 | 0.90898 | 0.91816 | 0.90898 | 0.89764 | 0.87719 | 0.90761 | 0.88698
| SPS1 | CH | Space water and process heat production in Services sectors¦Heat¦On-site CHPs¦Services sectors CHPs gas | PJ/yr. | 0.68565 | 0.73135 | 0.62279 | 2.6277 | 4.9554 | 5.2378 | 5.2273 | 3.6483 | 3.5193 | 3.5048 | 3.4818 | 3.6907
| SPS1 | CH | Space water and process heat production in Services sectors¦Heat¦On-site CHPs¦Services sectors CHPs fuel cells (gas reformer) | PJ/yr. | 0 | 0 | 0 | 0.00031474 | 0.00099813 | 0.00098479 | 0.00075289 | 0.0016492 | 0.0016251 | 0.0032533 | 0.0024501 | 0.0065497
| SPS1 | CH | Space water and process heat production in Services sectors¦Heat¦On-site CHPs¦Services sectors CHPs wood | PJ/yr. | 0 | 0 | 0 | 0.0041203 | 0.0031305 | 0.0025469 | 0.0034325 | 0.005362 | 0.005021 | 0.0085254 | 0.0071774 | 0.01444
| SPS1 | CH | Space water and process heat production in Services sectors¦Heat¦On-site CHPs¦Services sectors CHPs fuel cells (hydrogen) | PJ/yr. | 0 | 0 | 0 | 0.00062008 | 0.0014851 | 0.0015646 | 0.0017346 | 0.0041934 | 0.0039522 | 0.01014 | 0.0073896 | 0.014952
| SPS1 | CH | Space water and process heat production in Services sectors¦Heat¦District heating | PJ/yr. | 5.5539 | 6.0159 | 6.0159 | 6.0159 | 6.0159 | 6.0159 | 6.0159 | 6.9318 | 8.4785 | 8.4801 | 8.9441 | 8.9441
| SPS1 | CH | Space water and process heat production in Services sectors¦Wood | PJ/yr. | 6.1735 | 6.6365 | 6.5746 | 5.625 | 3.6748 | 2.3447 | 1.4397 | 0.45912 | 0.44814 | 0.43766 | 0.42838 | 0.40939
| SPS1 | CH | Space water and process heat production in Services sectors¦Wood¦Wood boiler | PJ/yr. | 6.1735 | 6.6365 | 6.5746 | 5.625 | 3.6748 | 2.3447 | 1.4397 | 0.45912 | 0.44814 | 0.43766 | 0.42838 | 0.40939
| SPS1 | CH | Space water and process heat production in Services sectors¦Pellets | PJ/yr. | 1.8771 | 2.1601 | 2.0883 | 2.28 | 2.414 | 2.7025 | 2.6025 | 2.6584 | 2.5948 | 2.534 | 2.4792 | 2.3696
| SPS1 | CH | Space water and process heat production in Services sectors¦Pellets¦Pellet boiler | PJ/yr. | 1.8771 | 2.1601 | 2.0883 | 2.28 | 2.414 | 2.7025 | 2.6025 | 2.6584 | 2.5948 | 2.534 | 2.4792 | 2.3696
| SPS1 | CH | Space water and process heat production in Services sectors¦Solar | PJ/yr. | 0.62699 | 0.68733 | 0.68717 | 0.68732 | 0.68723 | 0.68728 | 0.68723 | 0.68706 | 0.68724 | 0.68691 | 0.68711 | 0.68648
| SPS1 | CH | Space water and process heat production in Services sectors¦Solar¦Solar thermal | PJ/yr. | 0.62699 | 0.68733 | 0.68717 | 0.68732 | 0.68723 | 0.68728 | 0.68723 | 0.68706 | 0.68724 | 0.68691 | 0.68711 | 0.68648
| SPS1 | CH | Space water and process heat production in Services sectors¦Hydrogen | PJ/yr. | 0 | 0 | 0 | 0.00048738 | 0.0011598 | 0.0015409 | 0.0011528 | 0.0052787 | 0.0048358 | 0.089904 | 0.15435 | 0.13001
| SPS1 | CH | Space water and process heat production in Services sectors¦Hydrogen¦Hydrogen boiler | PJ/yr. | 0 | 0 | 0 | 0.00048738 | 0.0011598 | 0.0015409 | 0.0011528 | 0.0052787 | 0.0048358 | 0.089904 | 0.15435 | 0.13001
| SPS1 | CH | Space water and process heat production in Services sectors¦Energy savings | PJ/yr. | 0 | 6.9642 | 6.9635 | 6.9638 | 6.9637 | 6.9638 | 6.9637 | 6.9634 | 6.962 | 6.962 | 6.962 | 6.9625
| SPS1 | CH | Efficiency in Services sectors | % | bar: 2020 to 2070
| SPS1 | CH | Efficiency in Services sectors¦Electricity¦Electric boiler | % | 91.25% | 91.5% | 91.87% | 92.5% | 93.12% | 93.75% | 94.37% | 95% | 95% | 95% | 95% | 95%
| SPS1 | CH | Efficiency in Services sectors¦Electricity¦Heat pump electric | % | 320% | 324% | 330% | 340% | 350% | 360% | 370% | 380% | 380% | 380% | 380% | 380%
| SPS1 | CH | Efficiency in Services sectors¦Electricity¦Other electric appliances | % | 100% | 100% | 100% | 100% | 100% | 100% | 100% | 100% | 100% | 100% | 100% | 100%
| SPS1 | CH | Efficiency in Services sectors¦Oil¦Total¦Light fuel boiler | % | 82.11% | 82.27% | 82.51% | 82.92% | 83.34% | 83.75% | 83.75% | 83.75% | 83.75% | 83.75% | 83.75% | 83.75%
| SPS1 | CH | Efficiency in Services sectors¦Gas¦Total¦Gas boiler | % | 94.68% | 94.68% | 94.68% | 94.68% | 94.68% | 94.67% | 94.65% | 94.67% | 94.68% | 94.75% | 94.82% | 94.63%
| SPS1 | CH | Efficiency in Services sectors¦Gas¦Total¦Heat pump gas | % | - | - | 198% | 204% | 210% | 216% | 222% | 228% | 228% | 228% | 228% | 228%
| SPS1 | CH | Efficiency in Services sectors¦Gas¦Total¦Biogas boiler | % | 87.22% | 87.22% | 87.22% | 87.22% | 87.22% | 87.22% | 87.22% | 87.22% | 87.22% | 87.22% | 87.22% | 87.22%
| SPS1 | CH | Efficiency in Services sectors¦Heat¦On-site CHPs¦Services sectors CHPs (bio)gas | % | 99% | 99% | 99% | 99% | 99% | 99% | 99% | 99% | 99% | 99% | 99% | 99%
| SPS1 | CH | Efficiency in Services sectors¦Heat¦On-site CHPs¦Services sectors CHPs gas | % | 99% | 99% | 99% | 99% | 99% | 99% | 99% | 99% | 99% | 99% | 99% | 99%
| SPS1 | CH | Efficiency in Services sectors¦Heat¦On-site CHPs¦Services sectors CHPs fuel cells (gas reformer) | % | - | - | - | 99% | 99% | 99% | 99% | 99% | 99% | 99% | 99% | 99%
| SPS1 | CH | Efficiency in Services sectors¦Heat¦On-site CHPs¦Services sectors CHPs wood | % | - | - | - | 99% | 99% | 99% | 99% | 99% | 99% | 99% | 99% | 99%
| SPS1 | CH | Efficiency in Services sectors¦Heat¦On-site CHPs¦Services sectors CHPs fuel cells (hydrogen) | % | - | - | - | 99% | 99% | 99% | 99% | 99% | 99% | 99% | 99% | 99%
| SPS1 | CH | Efficiency in Services sectors¦Heat¦District heating | % | 99% | 99% | 99% | 99% | 99% | 99% | 99% | 99% | 99% | 99% | 99% | 99%
| SPS1 | CH | Efficiency in Services sectors¦Wood¦Wood boiler | % | 72% | 72% | 72% | 72% | 72% | 72% | 72% | 72% | 72% | 72% | 72% | 72%
| SPS1 | CH | Efficiency in Services sectors¦Pellets¦Pellet boiler | % | 90% | 90% | 90% | 90% | 90% | 90% | 90% | 90% | 90% | 90% | 90% | 90%
| SPS1 | CH | Efficiency in Services sectors¦Solar¦Solar thermal | % | 100% | 100% | 100% | 100% | 100% | 100% | 100% | 100% | 100% | 100% | 100% | 100%
| SPS1 | CH | Efficiency in Services sectors¦Hydrogen¦Hydrogen boiler | % | - | - | - | 37.45% | 39.72% | 44.11% | 39.83% | 45.47% | 45.5% | 69.15% | 72.35% | 69.53%
| SPS1 | CH | Fuel consumption in Residential sector | PJ/yr. | 217.242 | 218.1713 | 216.095 | 215.3131 | 213.9644 | 210.8566 | 207.4091 | 203.9522 | 200.7171 | 196.6964 | 196.3986 | 184.1523
| SPS1 | CH | Fuel consumption in Residential sector¦Electricity | PJ/yr. | 69.47 | 70.0284 | 71.5473 | 67.6738 | 67.7407 | 66.7276 | 65.6424 | 64.5601 | 64.1981 | 67.7351 | 70.2657 | 77.759
| SPS1 | CH | Fuel consumption in Residential sector¦Electricity¦Space heating | PJ/yr. | 15.3332 | 15.0819 | 16.4413 | 14.0733 | 14.4148 | 13.4333 | 11.9501 | 10.7423 | 8.8313 | 8.8502 | 8.7343 | 8.6266
| SPS1 | CH | Fuel consumption in Residential sector¦Electricity¦Space heating¦Electric boiler | PJ/yr. | 9.3768 | 8.1039 | 9.0358 | 6.3234 | 5.6502 | 4.9448 | 3.6849 | 2.5935 | 0.68246 | 0.70134 | 0.58521 | 0.47747
| SPS1 | CH | Fuel consumption in Residential sector¦Electricity¦Space heating¦Heat pump electric | PJ/yr. | 5.9564 | 6.9779 | 7.4056 | 7.7499 | 8.7647 | 8.4885 | 8.2651 | 8.1488 | 8.1488 | 8.1488 | 8.1491 | 8.1491
| SPS1 | CH | Fuel consumption in Residential sector¦Electricity¦Water heating | PJ/yr. | 9.5599 | 10.0853 | 10.4433 | 8.535 | 7.7579 | 7.1072 | 6.4131 | 5.0037 | 3.9652 | 4.0143 | 3.5284 | 3.7511
| SPS1 | CH | Fuel consumption in Residential sector¦Electricity¦Water heating¦Electric boiler | PJ/yr. | 8.411 | 8.7989 | 8.6955 | 6.4295 | 5.0959 | 4.4322 | 3.6778 | 2.2963 | 0.60425 | 0.62098 | 0.51815 | 0.4228
| SPS1 | CH | Fuel consumption in Residential sector¦Electricity¦Water heating¦Heat pump electric | PJ/yr. | 1.1489 | 1.2864 | 1.7478 | 2.1055 | 2.662 | 2.6751 | 2.7353 | 2.7074 | 3.361 | 3.3934 | 3.0103 | 3.3283
| SPS1 | CH | Fuel consumption in Residential sector¦Electricity¦Other appliances | PJ/yr. | 44.5769 | 44.8612 | 44.6627 | 45.0655 | 45.568 | 46.1871 | 47.2792 | 48.8141 | 51.4016 | 54.8706 | 58.003 | 65.3813
| SPS1 | CH | Fuel consumption in Residential sector¦Oil¦Total | PJ/yr. | 60.2318 | 51.32 | 44.7956 | 45.816 | 36.8204 | 33.7009 | 32.5023 | 28.0351 | 26.1653 | 22.3025 | 16.3651 | 6.0047
| SPS1 | CH | Fuel consumption in Residential sector¦Oil¦Fossil liquids | PJ/yr. | 60.2318 | 51.32 | 44.7955 | 45.8159 | 36.8201 | 33.7007 | 32.5021 | 28.0347 | 26.1651 | 22.3021 | 16.3648 | 6.004
| SPS1 | CH | Fuel consumption in Residential sector¦Oil¦Synthetic liquids | PJ/yr. | 0 | 0 | 7.1547e-05 | 0.00016591 | 0.00035755 | 0.00017884 | 0.00017131 | 0.00035407 | 0.00018688 | 0.00037821 | 0.00029765 | 0.00066285
| SPS1 | CH | Fuel consumption in Residential sector¦Oil¦Total¦Space heating | PJ/yr. | 50.3714 | 43.0028 | 43.1335 | 43.18 | 36.0496 | 33.6952 | 32.4966 | 28.0297 | 26.158 | 22.2921 | 16.3566 | 5.9821
| SPS1 | CH | Fuel consumption in Residential sector¦Oil¦Total¦Space heating¦Light fuel boiler | PJ/yr. | 50.3714 | 43.0028 | 43.1335 | 43.18 | 36.0496 | 33.6952 | 32.4966 | 28.0297 | 26.158 | 22.2921 | 16.3566 | 5.9821
| SPS1 | CH | Fuel consumption in Residential sector¦Oil¦Fossil liquids¦Space heating | PJ/yr. | 50.3714 | 43.0028 | 43.1335 | 43.1798 | 36.0492 | 33.695 | 32.4964 | 28.0294 | 26.1579 | 22.2917 | 16.3563 | 5.9815
| SPS1 | CH | Fuel consumption in Residential sector¦Oil¦Fossil liquids¦Space heating¦Light fuel boiler | PJ/yr. | 50.3714 | 43.0028 | 43.1335 | 43.1798 | 36.0492 | 33.695 | 32.4964 | 28.0294 | 26.1579 | 22.2917 | 16.3563 | 5.9815
| SPS1 | CH | Fuel consumption in Residential sector¦Oil¦Synthetic liquids¦Space heating | PJ/yr. | 0 | 0 | 6.8893e-05 | 0.00015637 | 0.00035006 | 0.00017881 | 0.00017128 | 0.000354 | 0.00018682 | 0.00037804 | 0.0002975 | 0.00066035
| SPS1 | CH | Fuel consumption in Residential sector¦Oil¦Synthetic liquids¦Space heating¦Light fuel boiler | PJ/yr. | 0 | 0 | 6.8893e-05 | 0.00015637 | 0.00035006 | 0.00017881 | 0.00017128 | 0.000354 | 0.00018682 | 0.00037804 | 0.0002975 | 0.00066035
| SPS1 | CH | Fuel consumption in Residential sector¦Oil¦Total¦Water heating | PJ/yr. | 9.8604 | 8.3172 | 1.662 | 2.6361 | 0.77085 | 0.0056989 | 0.0056977 | 0.0053751 | 0.0072631 | 0.010357 | 0.008479 | 0.022565
| SPS1 | CH | Fuel consumption in Residential sector¦Oil¦Total¦Water heating¦Light fuel boiler | PJ/yr. | 9.8604 | 8.3172 | 1.662 | 2.6361 | 0.77085 | 0.0056989 | 0.0056977 | 0.0053751 | 0.0072631 | 0.010357 | 0.008479 | 0.022565
| SPS1 | CH | Fuel consumption in Residential sector¦Oil¦Fossil liquids¦Water heating¦Light fuel boiler | PJ/yr. | 9.8604 | 8.3172 | 1.662 | 2.6361 | 0.77084 | 0.0056989 | 0.0056976 | 0.005375 | 0.007263 | 0.010357 | 0.0084788 | 0.022563
| SPS1 | CH | Fuel consumption in Residential sector¦Oil¦Synthetic liquids¦Water heating¦Light fuel boiler | PJ/yr. | 0 | 0 | 2.6546e-06 | 9.5459e-06 | 7.4854e-06 | 3.0242e-08 | 3.003e-08 | 6.7884e-08 | 5.1874e-08 | 1.7564e-07 | 1.5422e-07 | 2.4909e-06
| SPS1 | CH | Fuel consumption in Residential sector¦Gas¦Total | PJ/yr. | 47.0019 | 48.1954 | 51.1472 | 52.6948 | 54.8982 | 53.8737 | 52.9586 | 53.028 | 50.6689 | 47.7549 | 49.0774 | 41.7196
| SPS1 | CH | Fuel consumption in Residential sector¦Gas¦Fossil gases | PJ/yr. | 46.6815 | 48.1944 | 51.1463 | 52.6938 | 54.8973 | 53.8728 | 52.9576 | 53.027 | 50.668 | 47.7539 | 49.0765 | 41.7186
| SPS1 | CH | Fuel consumption in Residential sector¦Gas¦Synthetic gases | PJ/yr. | 0.32041 | 0.00098158 | 0.00097683 | 0.00094601 | 0.00094657 | 0.00094156 | 0.00094628 | 0.0009453 | 0.00094627 | 0.00094906 | 0.00095338 | 0.0010517
| SPS1 | CH | Fuel consumption in Residential sector¦Gas¦Total¦Space heating | PJ/yr. | 38.4946 | 41.3779 | 39.2397 | 40.8004 | 42.1071 | 41.0099 | 40.2789 | 40.1999 | 38.3733 | 36.1809 | 37.2292 | 31.4313
| SPS1 | CH | Fuel consumption in Residential sector¦Gas¦Total¦Space heating¦Gas boiler | PJ/yr. | 38.4946 | 41.3779 | 39.2343 | 40.7951 | 40.9501 | 38.9029 | 37.7416 | 36.5993 | 34.5205 | 32.1708 | 31.5096 | 25.7092
| SPS1 | CH | Fuel consumption in Residential sector¦Gas¦Total¦Space heating¦Heat pump gas | PJ/yr. | 0 | 0 | 0.005374 | 0.0053195 | 1.157 | 2.107 | 2.5373 | 3.6006 | 3.8528 | 4.0101 | 5.7196 | 5.7221
| SPS1 | CH | Fuel consumption in Residential sector¦Gas¦Fossil gases¦Space heating | PJ/yr. | 38.2322 | 41.3771 | 39.239 | 40.7997 | 42.1064 | 41.0092 | 40.2782 | 40.1992 | 38.3726 | 36.1802 | 37.2285 | 31.4305
| SPS1 | CH | Fuel consumption in Residential sector¦Gas¦Fossil gases¦Space heating¦Gas boiler | PJ/yr. | 38.2322 | 41.3771 | 39.2336 | 40.7944 | 40.9494 | 38.9023 | 37.7409 | 36.5986 | 34.5199 | 32.1702 | 31.509 | 25.7085
| SPS1 | CH | Fuel consumption in Residential sector¦Gas¦Fossil gases¦Space heating¦Heat pump gas | PJ/yr. | 0 | 0 | 0.0053739 | 0.0053194 | 1.1569 | 2.107 | 2.5373 | 3.6006 | 3.8527 | 4.01 | 5.7195 | 5.7219
| SPS1 | CH | Fuel consumption in Residential sector¦Gas¦Synthetic gases¦Space heating | PJ/yr. | 0.26241 | 0.00084273 | 0.00074942 | 0.00073248 | 0.00072602 | 0.00071674 | 0.00071972 | 0.00071662 | 0.00071664 | 0.00071904 | 0.00072322 | 0.00079236
| SPS1 | CH | Fuel consumption in Residential sector¦Gas¦Synthetic gases¦Space heating¦Gas boiler | PJ/yr. | 0.26241 | 0.00084273 | 0.00074931 | 0.00073238 | 0.00070607 | 0.00067992 | 0.00067438 | 0.00065243 | 0.00064469 | 0.00063935 | 0.00061211 | 0.00064811
| SPS1 | CH | Fuel consumption in Residential sector¦Gas¦Synthetic gases¦Space heating¦Heat pump gas | PJ/yr. | 0 | 0 | 1.0263e-07 | 9.5499e-08 | 1.9948e-05 | 3.6825e-05 | 4.5338e-05 | 6.4186e-05 | 7.1953e-05 | 7.9695e-05 | 0.00011111 | 0.00014425
| SPS1 | CH | Fuel consumption in Residential sector¦Gas¦Total¦Water heating | PJ/yr. | 8.5073 | 6.8175 | 11.9075 | 11.8944 | 12.7911 | 12.8638 | 12.6797 | 12.8281 | 12.2956 | 11.5739 | 11.8482 | 10.2884
| SPS1 | CH | Fuel consumption in Residential sector¦Gas¦Total¦Water heating¦Gas boiler | PJ/yr. | 8.5073 | 6.8175 | 11.9063 | 11.8929 | 12.507 | 12.148 | 11.7108 | 11.2801 | 10.6392 | 9.8499 | 9.6099 | 7.8283
| SPS1 | CH | Fuel consumption in Residential sector¦Gas¦Total¦Water heating¦Heat pump gas | PJ/yr. | 0 | 0 | 0.0012692 | 0.0014438 | 0.28415 | 0.71576 | 0.96881 | 1.548 | 1.6564 | 1.7241 | 2.2383 | 2.4601
| SPS1 | CH | Fuel consumption in Residential sector¦Gas¦Fossil gases¦Water heating | PJ/yr. | 8.4493 | 6.8173 | 11.9073 | 11.8941 | 12.7909 | 12.8636 | 12.6794 | 12.8278 | 12.2954 | 11.5737 | 11.8479 | 10.2881
| SPS1 | CH | Fuel consumption in Residential sector¦Gas¦Fossil gases¦Water heating¦Gas boiler | PJ/yr. | 8.4493 | 6.8173 | 11.906 | 11.8927 | 12.5068 | 12.1478 | 11.7106 | 11.2799 | 10.639 | 9.8497 | 9.6097 | 7.8281
| SPS1 | CH | Fuel consumption in Residential sector¦Gas¦Fossil gases¦Water heating¦Heat pump gas | PJ/yr. | 0 | 0 | 0.0012692 | 0.0014438 | 0.28415 | 0.71575 | 0.9688 | 1.5479 | 1.6564 | 1.724 | 2.2382 | 2.46
| SPS1 | CH | Fuel consumption in Residential sector¦Gas¦Synthetic gases¦Water heating | PJ/yr. | 0.057993 | 0.00013885 | 0.00022741 | 0.00021354 | 0.00022055 | 0.00022482 | 0.00022656 | 0.00022868 | 0.00022963 | 0.00023001 | 0.00023016 | 0.00025936
| SPS1 | CH | Fuel consumption in Residential sector¦Gas¦Synthetic gases¦Water heating¦Gas boiler | PJ/yr. | 0.057993 | 0.00013885 | 0.00022739 | 0.00021351 | 0.00021565 | 0.00021231 | 0.00020925 | 0.00020108 | 0.00019869 | 0.00019575 | 0.00018668 | 0.00019734
| SPS1 | CH | Fuel consumption in Residential sector¦Gas¦Synthetic gases¦Water heating¦Heat pump gas | PJ/yr. | 0 | 0 | 2.424e-08 | 2.592e-08 | 4.8994e-06 | 1.251e-05 | 1.7311e-05 | 2.7595e-05 | 3.0935e-05 | 3.4263e-05 | 4.3481e-05 | 6.2016e-05
| SPS1 | CH | Fuel consumption in Residential sector¦Coal | PJ/yr. | 0.1 | 0.1 | 0.0016679 | 0.0014066 | 0.00057227 | 0 | 0 | 0 | 0 | 0 | 0 | 0
| SPS1 | CH | Fuel consumption in Residential sector¦Coal¦Space heating | PJ/yr. | 0.1 | 0.1 | 0.0016679 | 0.0014066 | 0.00057227 | 0 | 0 | 0 | 0 | 0 | 0 | 0
| SPS1 | CH | Fuel consumption in Residential sector¦Coal¦Space heating¦Coal boiler | PJ/yr. | 0.1 | 0.1 | 0.0016679 | 0.0014066 | 0.00057227 | 0 | 0 | 0 | 0 | 0 | 0 | 0
| SPS1 | CH | Fuel consumption in Residential sector¦Coal¦Water heating | PJ/yr. | 0 | 0 | 0 | 0 | 0 | 0 | 0 | 0 | 0 | 0 | 0 | 0
| SPS1 | CH | Fuel consumption in Residential sector¦Coal¦Water heating¦Coal boiler | PJ/yr. | 0 | 0 | 0 | 0 | 0 | 0 | 0 | 0 | 0 | 0 | 0 | 0
| SPS1 | CH | Fuel consumption in Residential sector¦Wood | PJ/yr. | 13.723 | 14.0236 | 11.2125 | 9.5754 | 8.8967 | 7.8066 | 6.8995 | 5.7081 | 5.4108 | 4.5802 | 4.2743 | 2.6747
| SPS1 | CH | Fuel consumption in Residential sector¦Wood¦Space heating | PJ/yr. | 12.682 | 12.8291 | 10.5924 | 9.0459 | 8.4047 | 7.3749 | 6.518 | 5.3924 | 5.1115 | 4.3268 | 4.0379 | 2.5266
| SPS1 | CH | Fuel consumption in Residential sector¦Wood¦Space heating¦Wood boiler | PJ/yr. | 12.682 | 12.8291 | 10.5924 | 9.0459 | 8.4047 | 7.3749 | 6.518 | 5.3924 | 5.1115 | 4.3268 | 4.0379 | 2.5266
| SPS1 | CH | Fuel consumption in Residential sector¦Wood¦Water heating | PJ/yr. | 1.0409 | 1.1945 | 0.62009 | 0.5295 | 0.49197 | 0.43169 | 0.38154 | 0.31566 | 0.29922 | 0.25335 | 0.23639 | 0.14809
| SPS1 | CH | Fuel consumption in Residential sector¦Wood¦Water heating¦Wood boiler | PJ/yr. | 1.0409 | 1.1945 | 0.62009 | 0.5295 | 0.49197 | 0.43169 | 0.38154 | 0.31566 | 0.29922 | 0.25335 | 0.23639 | 0.14809
| SPS1 | CH | Fuel consumption in Residential sector¦Pellets | PJ/yr. | 3.2682 | 3.832 | 3.7274 | 3.8798 | 4.0148 | 4.1157 | 4.196 | 4.2591 | 4.3089 | 4.3532 | 4.3532 | 4.3535
| SPS1 | CH | Fuel consumption in Residential sector¦Pellets¦Space heating | PJ/yr. | 2.9965 | 3.5202 | 3.5213 | 3.6653 | 3.7928 | 3.8881 | 3.964 | 4.0236 | 4.0706 | 4.1125 | 4.1125 | 4.1127
| SPS1 | CH | Fuel consumption in Residential sector¦Pellets¦Space heating¦Pellets boiler | PJ/yr. | 2.9965 | 3.5202 | 3.5213 | 3.6653 | 3.7928 | 3.8881 | 3.964 | 4.0236 | 4.0706 | 4.1125 | 4.1125 | 4.1127
| SPS1 | CH | Fuel consumption in Residential sector¦Pellets¦Water heating | PJ/yr. | 0.27167 | 0.31174 | 0.20612 | 0.21455 | 0.22201 | 0.22759 | 0.23203 | 0.23553 | 0.23828 | 0.24074 | 0.24073 | 0.24078
| SPS1 | CH | Fuel consumption in Residential sector¦Pellets¦Water heating¦Pellets boiler | PJ/yr. | 0.27167 | 0.31174 | 0.20612 | 0.21455 | 0.22201 | 0.22759 | 0.23203 | 0.23553 | 0.23828 | 0.24074 | 0.24073 | 0.24078
| SPS1 | CH | Fuel consumption in Residential sector¦Solar | PJ/yr. | 2.5068 | 2.928 | 2.8863 | 2.4284 | 2.017 | 1.9408 | 1.9404 | 1.7831 | 1.7954 | 1.673 | 1.7046 | 1.4146
| SPS1 | CH | Fuel consumption in Residential sector¦Solar¦Space heating | PJ/yr. | 0.78534 | 0.94128 | 0.94128 | 0.94008 | 0.88746 | 0.85397 | 0.85377 | 0.78457 | 0.78996 | 0.73611 | 0.75001 | 0.62243
| SPS1 | CH | Fuel consumption in Residential sector¦Solar¦Space heating¦Solar thermal | PJ/yr. | 0.78534 | 0.94128 | 0.94128 | 0.94008 | 0.88746 | 0.85397 | 0.85377 | 0.78457 | 0.78996 | 0.73611 | 0.75001 | 0.62243
| SPS1 | CH | Fuel consumption in Residential sector¦Solar¦Water heating | PJ/yr. | 1.7215 | 1.9867 | 1.945 | 1.4883 | 1.1295 | 1.0869 | 1.0866 | 0.99855 | 1.0054 | 0.93688 | 0.95456 | 0.7922
| SPS1 | CH | Fuel consumption in Residential sector¦Solar¦Water heating¦Solar thermal | PJ/yr. | 1.7215 | 1.9867 | 1.945 | 1.4883 | 1.1295 | 1.0869 | 1.0866 | 0.99855 | 1.0054 | 0.93688 | 0.95456 | 0.7922
| SPS1 | CH | Fuel consumption in Residential sector¦Hydrogen | PJ/yr. | 0 | 0 | 0 | 0.0008091 | 0.0020858 | 0.0024281 | 0.00279 | 0.0079824 | 0.0077372 | 0.072392 | 0.10842 | 0.10102
| SPS1 | CH | Fuel consumption in Residential sector¦Hydrogen¦From gas grid (mixed with methane) | PJ/yr. | 0 | 0 | 0 | 0.0008091 | 0.0020858 | 0.0024281 | 0.00279 | 0.0079824 | 0.0077372 | 0.072392 | 0.10842 | 0.10102
| SPS1 | CH | Fuel consumption in Residential sector¦Hydrogen¦From hydrogen grid | PJ/yr. | 0 | 0 | 0 | 0 | 0 | 0 | 0 | 0 | 0 | 0 | 0 | 0
| SPS1 | CH | Fuel consumption in Residential sector¦Hydrogen¦From hydrogen grid¦Space heating | PJ/yr. | 0 | 0 | 0 | 0 | 0 | 0 | 0 | 0 | 0 | 0 | 0 | 0
| SPS1 | CH | Fuel consumption in Residential sector¦Hydrogen¦From hydrogen grid¦Space heating¦Hydrogen boiler | PJ/yr. | 0 | 0 | 0 | 0 | 0 | 0 | 0 | 0 | 0 | 0 | 0 | 0
| SPS1 | CH | Fuel consumption in Residential sector¦Hydrogen¦From hydrogen grid¦Water heating | PJ/yr. | 0 | 0 | 0 | 0 | 0 | 0 | 0 | 0 | 0 | 0 | 0 | 0
| SPS1 | CH | Fuel consumption in Residential sector¦Hydrogen¦From hydrogen grid¦Water heating¦Hydrogen boiler | PJ/yr. | 0 | 0 | 0 | 0 | 0 | 0 | 0 | 0 | 0 | 0 | 0 | 0
| SPS1 | CH | Fuel consumption in Residential sector¦Heat | PJ/yr. | 5.7452 | 9.6712 | 10.2839 | 10.2244 | 10.2483 | 11.2456 | 10.4158 | 11.025 | 10.798 | 10.5227 | 10.6197 | 9.6237
| SPS1 | CH | Fuel consumption in Residential sector¦Heat¦On-site CHPs | PJ/yr. | 0.09406 | 0.055118 | 0.22521 | 1.3307 | 1.3783 | 1.5406 | 1.3868 | 1.4952 | 1.4507 | 1.4438 | 1.4441 | 1.4598
| SPS1 | CH | Fuel consumption in Residential sector¦Heat¦On-site CHPs¦Residential sector CHPs gas | PJ/yr. | 0.09406 | 0.055118 | 0.22521 | 1.3205 | 1.3627 | 1.5263 | 1.3727 | 1.4624 | 1.4191 | 1.4036 | 1.412 | 1.404
| SPS1 | CH | Fuel consumption in Residential sector¦Heat¦On-site CHPs¦Residential sector CHPs fuel cells (gas reformer) | PJ/yr. | 0 | 0 | 0 | 0 | 0 | 0 | 0 | 0 | 0 | 0 | 0 | 0
| SPS1 | CH | Fuel consumption in Residential sector¦Heat¦On-site CHPs¦Residential sector CHPs wood | PJ/yr. | 0 | 0 | 0 | 0.010255 | 0.015566 | 0.0143 | 0.014072 | 0.03281 | 0.031638 | 0.040169 | 0.0321 | 0.055785
| SPS1 | CH | Fuel consumption in Residential sector¦Heat¦District heating | PJ/yr. | 5.6512 | 9.6161 | 10.0587 | 8.8937 | 8.87 | 9.705 | 9.029 | 9.5298 | 9.3472 | 9.0789 | 9.1756 | 8.1639
| SPS1 | CH | Fuel consumption in Residential sector¦Ambient heat | PJ/yr. | 15.195 | 18.0727 | 20.4931 | 23.0183 | 29.3256 | 31.4433 | 32.8513 | 35.5458 | 37.364 | 37.7025 | 39.6302 | 40.5014
| SPS1 | CH | Fuel consumption in Residential sector¦Ambient heat¦Space heating | PJ/yr. | 13.104 | 15.7236 | 17.285 | 19.1221 | 23.9726 | 25.4895 | 26.3901 | 28.4563 | 28.7943 | 29.0052 | 31.2967 | 31.3001
| SPS1 | CH | Fuel consumption in Residential sector¦Ambient heat¦Space heating¦Heat pump electric | PJ/yr. | 13.104 | 15.7236 | 17.2797 | 19.1163 | 22.6421 | 22.919 | 23.1424 | 23.6314 | 23.6316 | 23.6317 | 23.6324 | 23.6325
| SPS1 | CH | Fuel consumption in Residential sector¦Ambient heat¦Space heating¦Heat pump gas | PJ/yr. | 0 | 0 | 0.005374 | 0.0057451 | 1.3305 | 2.5705 | 3.2478 | 4.8248 | 5.1627 | 5.3735 | 7.6643 | 7.6676
| SPS1 | CH | Fuel consumption in Residential sector¦Ambient heat¦Water heating | PJ/yr. | 2.091 | 2.349 | 3.208 | 3.8962 | 5.353 | 5.9538 | 6.4612 | 7.0895 | 8.5696 | 8.6973 | 8.3335 | 9.2013
| SPS1 | CH | Fuel consumption in Residential sector¦Ambient heat¦Water heating¦Heat pump electric | PJ/yr. | 2.091 | 2.349 | 3.2071 | 3.8952 | 5.1377 | 5.3769 | 5.6483 | 5.7396 | 7.1253 | 7.1939 | 6.3817 | 7.0561
| SPS1 | CH | Fuel consumption in Residential sector¦Ambient heat¦Water heating¦Heat pump gas | PJ/yr. | 0 | 0 | 0.00088971 | 0.0010251 | 0.21539 | 0.5769 | 0.81283 | 1.3498 | 1.4444 | 1.5034 | 1.9518 | 2.1452
| SPS1 | CH | Space and water heat production in Residential sector | PJ/yr. | 156.224 | 162.142 | 162.0778 | 161.8124 | 161.6904 | 159.1643 | 155.4761 | 151.7848 | 146.8811 | 140.3015 | 137.6735 | 120.3102
| SPS1 | CH | Space and water heat production in Residential sector¦Space heating | PJ/yr. | 129.2457 | 136.212 | 136.1197 | 136.2252 | 135.991 | 133.588 | 130.0984 | 126.6566 | 121.4415 | 115.3268 | 113.1575 | 96.2328
| SPS1 | CH | Space and water heat production in Residential sector¦Space heating¦Electricty | PJ/yr. | 27.9683 | 30.4003 | 33.2692 | 32.8734 | 36.7744 | 36.105 | 34.9082 | 34.2441 | 32.4288 | 32.4468 | 32.3374 | 32.2352
| SPS1 | CH | Space and water heat production in Residential sector¦Space heating¦Electricty¦Electric boiler | PJ/yr. | 8.908 | 7.6987 | 8.584 | 6.0072 | 5.3676 | 4.6975 | 3.5007 | 2.4638 | 0.64834 | 0.66628 | 0.55595 | 0.45359
| SPS1 | CH | Space and water heat production in Residential sector¦Space heating¦Electricty¦Heat pump electric | PJ/yr. | 19.0603 | 22.7016 | 24.6852 | 26.8662 | 31.4067 | 31.4075 | 31.4075 | 31.7802 | 31.7804 | 31.7805 | 31.7815 | 31.7816
| SPS1 | CH | Space and water heat production in Residential sector¦Space heating¦Oil | PJ/yr. | 45.1244 | 38.5234 | 38.6405 | 38.682 | 32.2944 | 30.1853 | 29.1115 | 25.11 | 23.4332 | 19.97 | 14.6528 | 5.359
| SPS1 | CH | Space and water heat production in Residential sector¦Space heating¦Oil¦Light fuel oil boiler | PJ/yr. | 45.1244 | 38.5234 | 38.6405 | 38.682 | 32.2944 | 30.1853 | 29.1115 | 25.11 | 23.4332 | 19.97 | 14.6528 | 5.359
| SPS1 | CH | Space and water heat production in Residential sector¦Space heating¦Gas | PJ/yr. | 36.5699 | 39.309 | 37.2834 | 38.7664 | 41.3901 | 41.6353 | 41.6396 | 43.1948 | 41.81 | 39.9459 | 43.3181 | 37.8134
| SPS1 | CH | Space and water heat production in Residential sector¦Space heating¦Gas¦Gas boiler | PJ/yr. | 36.5699 | 39.309 | 37.2726 | 38.7553 | 38.9026 | 36.9578 | 35.8545 | 34.7693 | 32.7945 | 30.5623 | 29.9341 | 24.4237
| SPS1 | CH | Space and water heat production in Residential sector¦Space heating¦Gas¦Heat pump gas | PJ/yr. | 0 | 0 | 0.010748 | 0.011065 | 2.4875 | 4.6775 | 5.7851 | 8.4255 | 9.0155 | 9.3836 | 13.3839 | 13.3897
| SPS1 | CH | Space and water heat production in Residential sector¦Space heating¦Coal | PJ/yr. | 0.072001 | 0.072001 | 0.0012009 | 0.0010127 | 0.00041203 | 0 | 0 | 0 | 0 | 0 | 0 | 0
| SPS1 | CH | Space and water heat production in Residential sector¦Space heating¦Coal¦Coal boiler | PJ/yr. | 0.072001 | 0.072001 | 0.0012009 | 0.0010127 | 0.00041203 | 0 | 0 | 0 | 0 | 0 | 0 | 0
| SPS1 | CH | Space and water heat production in Residential sector¦Space heating¦Heat | PJ/yr. | 3.9945 | 7.6979 | 8.326 | 8.2875 | 8.3164 | 9.1362 | 8.462 | 8.9569 | 8.7725 | 8.5489 | 8.6277 | 7.8185
| SPS1 | CH | Space and water heat production in Residential sector¦Space heating¦Heat¦On-site CHPs | PJ/yr. | 0.073825 | 0.0048955 | 0.19174 | 1.2708 | 1.2835 | 1.292 | 1.3031 | 1.3062 | 1.3062 | 1.3188 | 1.3188 | 1.323
| SPS1 | CH | Space and water heat production in Residential sector¦Space heating¦Heat¦On-site CHPs¦Residential sector CHPs gas | PJ/yr. | 0.073825 | 0.0048955 | 0.19174 | 1.261 | 1.269 | 1.28 | 1.2899 | 1.2775 | 1.2777 | 1.2821 | 1.2895 | 1.2725
| SPS1 | CH | Space and water heat production in Residential sector¦Space heating¦Heat¦On-site CHPs¦Residential sector CHPs fuel cells (gas reformer) | PJ/yr. | 0 | 0 | 0 | 0 | 0 | 0 | 0 | 0 | 0 | 0 | 0 | 0
| SPS1 | CH | Space and water heat production in Residential sector¦Space heating¦Heat¦On-site CHPs¦Residential sector CHPs wood | PJ/yr. | 0 | 0 | 0 | 0.0097928 | 0.014496 | 0.011993 | 0.013223 | 0.028662 | 0.028485 | 0.036691 | 0.029316 | 0.050557
| SPS1 | CH | Space and water heat production in Residential sector¦Space heating¦Heat¦District heating | PJ/yr. | 3.9206 | 7.693 | 8.1343 | 7.0167 | 7.0329 | 7.8442 | 7.1588 | 7.6508 | 7.4663 | 7.2301 | 7.3088 | 6.4955
| SPS1 | CH | Space and water heat production in Residential sector¦Space heating¦Wood | PJ/yr. | 9.1311 | 9.237 | 7.6265 | 6.513 | 6.0514 | 5.3099 | 4.693 | 3.8825 | 3.6803 | 3.1153 | 2.9073 | 1.8192
| SPS1 | CH | Space and water heat production in Residential sector¦Space heating¦Wood¦Wood boiler | PJ/yr. | 9.1311 | 9.237 | 7.6265 | 6.513 | 6.0514 | 5.3099 | 4.693 | 3.8825 | 3.6803 | 3.1153 | 2.9073 | 1.8192
| SPS1 | CH | Space and water heat production in Residential sector¦Space heating¦Pellets | PJ/yr. | 2.6969 | 3.1682 | 3.1691 | 3.2988 | 3.4135 | 3.4993 | 3.5676 | 3.6213 | 3.6636 | 3.7012 | 3.7012 | 3.7014
| SPS1 | CH | Space and water heat production in Residential sector¦Space heating¦Pellets¦Pellets boiler | PJ/yr. | 2.6969 | 3.1682 | 3.1691 | 3.2988 | 3.4135 | 3.4993 | 3.5676 | 3.6213 | 3.6636 | 3.7012 | 3.7012 | 3.7014
| SPS1 | CH | Space and water heat production in Residential sector¦Space heating¦Solar | PJ/yr. | 0.78534 | 0.94128 | 0.94128 | 0.94008 | 0.88746 | 0.85397 | 0.85377 | 0.78457 | 0.78996 | 0.73611 | 0.75001 | 0.62243
| SPS1 | CH | Space and water heat production in Residential sector¦Space heating¦Solar¦Solar thermal | PJ/yr. | 0.78534 | 0.94128 | 0.94128 | 0.94008 | 0.88746 | 0.85397 | 0.85377 | 0.78457 | 0.78996 | 0.73611 | 0.75001 | 0.62243
| SPS1 | CH | Space and water heat production in Residential sector¦Space heating¦Hydrogen | PJ/yr. | 0 | 0 | 0 | 0 | 0 | 0 | 0 | 0 | 0 | 0 | 0 | 0
| SPS1 | CH | Space and water heat production in Residential sector¦Space heating¦Hydrogen¦Hydrogen boiler | PJ/yr. | 0 | 0 | 0 | 0 | 0 | 0 | 0 | 0 | 0 | 0 | 0 | 0
| SPS1 | CH | Space and water heat production in Residential sector¦Space heating¦Energy savings | PJ/yr. | 2.9033 | 6.8629 | 6.8624 | 6.8629 | 6.8629 | 6.8631 | 6.8628 | 6.8625 | 6.8631 | 6.8625 | 6.863 | 6.8637
| SPS1 | CH | Space and water heat production in Residential sector¦Water heating | PJ/yr. | 26.9783 | 25.93 | 25.9581 | 25.5872 | 25.6994 | 25.5763 | 25.3777 | 25.1282 | 25.4396 | 24.9747 | 24.5161 | 24.0773
| SPS1 | CH | Space and water heat production in Residential sector¦Water heating¦Electricty | PJ/yr. | 9.8846 | 10.6042 | 11.8678 | 11.1443 | 11.9018 | 11.642 | 11.381 | 10.33 | 10.9817 | 11.0965 | 9.8169 | 10.7311
| SPS1 | CH | Space and water heat production in Residential sector¦Water heating¦Electricty¦Electric boiler | PJ/yr. | 6.6447 | 6.9687 | 6.9129 | 5.1436 | 4.1022 | 3.5901 | 2.9974 | 1.883 | 0.49549 | 0.5092 | 0.42489 | 0.3467
| SPS1 | CH | Space and water heat production in Residential sector¦Water heating¦Electricty¦Heat pump electric | PJ/yr. | 3.2399 | 3.6355 | 4.9549 | 6.0007 | 7.7996 | 8.0519 | 8.3836 | 8.447 | 10.4862 | 10.5873 | 9.392 | 10.3844
| SPS1 | CH | Space and water heat production in Residential sector¦Water heating¦Oil | PJ/yr. | 6.9845 | 5.9433 | 1.2033 | 1.9496 | 0.57613 | 0.0043039 | 0.0043029 | 0.0040593 | 0.0054851 | 0.0078219 | 0.0064034 | 0.017041
| SPS1 | CH | Space and water heat production in Residential sector¦Water heating¦Oil¦Light fuel oil boiler | PJ/yr. | 6.9845 | 5.9433 | 1.2033 | 1.9496 | 0.57613 | 0.0043039 | 0.0043029 | 0.0040593 | 0.0054851 | 0.0078219 | 0.0064034 | 0.017041
| SPS1 | CH | Space and water heat production in Residential sector¦Water heating¦Gas | PJ/yr. | 6.3804 | 5.1404 | 9.0509 | 9.1606 | 10.2566 | 10.8915 | 11.094 | 11.9283 | 11.6184 | 11.1652 | 11.9647 | 10.9487
| SPS1 | CH | Space and water heat production in Residential sector¦Water heating¦Gas¦Gas boiler | PJ/yr. | 6.3804 | 5.1404 | 9.0488 | 9.1582 | 9.7571 | 9.5989 | 9.3123 | 9.0304 | 8.5176 | 7.9378 | 7.7746 | 6.3435
| SPS1 | CH | Space and water heat production in Residential sector¦Water heating¦Gas¦Heat pump gas | PJ/yr. | 0 | 0 | 0.0021589 | 0.0024689 | 0.49954 | 1.2927 | 1.7816 | 2.8978 | 3.1008 | 3.2274 | 4.1901 | 4.6053
| SPS1 | CH | Space and water heat production in Residential sector¦Water heating¦Coal | PJ/yr. | 0 | 0 | 0 | 0 | 0 | 0 | 0 | 0 | 0 | 0 | 0 | 0
| SPS1 | CH | Space and water heat production in Residential sector¦Water heating¦Coal¦Coal boiler | PJ/yr. | 0 | 0 | 0 | 0 | 0 | 0 | 0 | 0 | 0 | 0 | 0 | 0
| SPS1 | CH | Space and water heat production in Residential sector¦Water heating¦Heat | PJ/yr. | 1.317 | 1.4634 | 1.4522 | 1.4455 | 1.4506 | 1.5935 | 1.476 | 1.5623 | 1.5301 | 1.4911 | 1.5049 | 1.3637
| SPS1 | CH | Space and water heat production in Residential sector¦Water heating¦Heat¦On-site CHPs | PJ/yr. | 0.024341 | 0.00093064 | 0.033443 | 0.22165 | 0.22387 | 0.22535 | 0.2273 | 0.22782 | 0.22782 | 0.23002 | 0.23003 | 0.23076
| SPS1 | CH | Space and water heat production in Residential sector¦Water heating¦Heat¦On-site CHPs¦Residential sector CHPs gas | PJ/yr. | 0.024341 | 0.00093064 | 0.033443 | 0.21994 | 0.22135 | 0.22326 | 0.22499 | 0.22282 | 0.22286 | 0.22362 | 0.22492 | 0.22194
| SPS1 | CH | Space and water heat production in Residential sector¦Water heating¦Heat¦On-site CHPs¦Residential sector CHPs fuel cells (gas reformer) | PJ/yr. | 0 | 0 | 0 | 0 | 0 | 0 | 0 | 0 | 0 | 0 | 0 | 0
| SPS1 | CH | Space and water heat production in Residential sector¦Water heating¦Heat¦On-site CHPs¦Residential sector CHPs wood | PJ/yr. | 0 | 0 | 0 | 0.0017081 | 0.0025284 | 0.0020918 | 0.0023064 | 0.0049993 | 0.0049685 | 0.0063998 | 0.0051134 | 0.0088183
| SPS1 | CH | Space and water heat production in Residential sector¦Water heating¦Heat¦District heating | PJ/yr. | 1.2927 | 1.4624 | 1.4188 | 1.2239 | 1.2267 | 1.3682 | 1.2487 | 1.3345 | 1.3023 | 1.2611 | 1.2748 | 1.133
| SPS1 | CH | Space and water heat production in Residential sector¦Water heating¦Wood | PJ/yr. | 0.52047 | 0.59724 | 0.31004 | 0.26475 | 0.24598 | 0.21584 | 0.19077 | 0.15783 | 0.14961 | 0.12667 | 0.1182 | 0.074046
| SPS1 | CH | Space and water heat production in Residential sector¦Water heating¦Wood¦Wood boiler | PJ/yr. | 0.52047 | 0.59724 | 0.31004 | 0.26475 | 0.24598 | 0.21584 | 0.19077 | 0.15783 | 0.14961 | 0.12667 | 0.1182 | 0.074046
| SPS1 | CH | Space and water heat production in Residential sector¦Water heating¦Pellets | PJ/yr. | 0.16979 | 0.19484 | 0.12882 | 0.13409 | 0.13876 | 0.14224 | 0.14502 | 0.14721 | 0.14892 | 0.15046 | 0.15046 | 0.15049
| SPS1 | CH | Space and water heat production in Residential sector¦Water heating¦Pellets¦Pellets boiler | PJ/yr. | 0.16979 | 0.19484 | 0.12882 | 0.13409 | 0.13876 | 0.14224 | 0.14502 | 0.14721 | 0.14892 | 0.15046 | 0.15046 | 0.15049
| SPS1 | CH | Space and water heat production in Residential sector¦Water heating¦Solar | PJ/yr. | 1.7215 | 1.9867 | 1.945 | 1.4883 | 1.1295 | 1.0869 | 1.0866 | 0.99855 | 1.0054 | 0.93688 | 0.95456 | 0.7922
| SPS1 | CH | Space and water heat production in Residential sector¦Water heating¦Solar¦Solar thermal | PJ/yr. | 1.7215 | 1.9867 | 1.945 | 1.4883 | 1.1295 | 1.0869 | 1.0866 | 0.99855 | 1.0054 | 0.93688 | 0.95456 | 0.7922
| SPS1 | CH | Space and water heat production in Residential sector¦Water heating¦Hydrogen | PJ/yr. | 0 | 0 | 0 | 0 | 0 | 0 | 0 | 0 | 0 | 0 | 0 | 0
| SPS1 | CH | Space and water heat production in Residential sector¦Water heating¦Hydrogen¦Hydrogen boiler | PJ/yr. | 0 | 0 | 0 | 0 | 0 | 0 | 0 | 0 | 0 | 0 | 0 | 0
| SPS1 | CH | Space and water heat production in Residential sector¦Water heating¦Energy savings | PJ/yr. | 0 | 0 | 0 | 0 | 0 | 0 | 0 | 0 | 0 | 0 | 0 | 0
| SPS1 | CH | Efficiency in Residential sector | % | bar: 2020 to 2070
| SPS1 | CH | Efficiency in Residential sector¦Space heating¦Electricty¦Electric boiler | % | 95% | 95% | 95% | 95% | 95% | 95% | 95% | 95% | 95% | 95% | 95% | 95%
| SPS1 | CH | Efficiency in Residential sector¦Space heating¦Electricty¦Heat pump electric | % | 320% | 325.3% | 333.3% | 346.7% | 358.3% | 370% | 380% | 390% | 390% | 390% | 390% | 390%
| SPS1 | CH | Efficiency in Residential sector¦Space heating¦Oil¦Light fuel oil boiler | % | 89.58% | 89.58% | 89.58% | 89.58% | 89.58% | 89.58% | 89.58% | 89.58% | 89.58% | 89.58% | 89.58% | 89.58%
| SPS1 | CH | Efficiency in Residential sector¦Space heating¦Gas¦Gas boiler | % | 95% | 95% | 95% | 95% | 95% | 95% | 95% | 95% | 95% | 95% | 95% | 95%
| SPS1 | CH | Efficiency in Residential sector¦Space heating¦Gas¦Heat pump gas | % | - | - | 200% | 208% | 215% | 222% | 228% | 234% | 234% | 234% | 234% | 234%
| SPS1 | CH | Efficiency in Residential sector¦Space heating¦Coal¦Coal boiler | % | 72% | 72% | 72% | 72% | 72% | - | - | - | - | - | - | -
| SPS1 | CH | Efficiency in Residential sector¦Space heating¦Heat¦On-site CHPs¦Residential sector CHPs gas | % | 99% | 99% | 99% | 99% | 99% | 99% | 99% | 99% | 99% | 99% | 99% | 99%
| SPS1 | CH | Efficiency in Residential sector¦Space heating¦Heat¦On-site CHPs¦Residential sector CHPs fuel cells (gas reformer) | % | 99% | 99% | 99% | 99% | 99% | 99% | 99% | 99% | 99% | 99% | 99% | 99%
| SPS1 | CH | Efficiency in Residential sector¦Space heating¦Heat¦On-site CHPs¦Residential sector CHPs wood | % | 99% | 99% | 99% | 99% | 99% | 99% | 99% | 99% | 99% | 99% | 99% | 99%
| SPS1 | CH | Efficiency in Residential sector¦Space heating¦Heat¦District heating | % | 99% | 99% | 99% | 99% | 99% | 99% | 99% | 99% | 99% | 99% | 99% | 99%
| SPS1 | CH | Efficiency in Residential sector¦Space heating¦Wood¦Wood boiler | % | 72% | 72% | 72% | 72% | 72% | 72% | 72% | 72% | 72% | 72% | 72% | 72%
| SPS1 | CH | Efficiency in Residential sector¦Space heating¦Pellets¦Pellets boiler | % | 90% | 90% | 90% | 90% | 90% | 90% | 90% | 90% | 90% | 90% | 90% | 90%
| SPS1 | CH | Efficiency in Residential sector¦Space heating¦Solar¦Solar thermal | % | 100% | 100% | 100% | 100% | 100% | 100% | 100% | 100% | 100% | 100% | 100% | 100%
| SPS1 | CH | Efficiency in Residential sector¦Space heating¦Hydrogen¦Hydrogen boiler | % | bar: 2020 to 2070
| SPS1 | CH | Efficiency in Residential sector¦Water heating¦Electricty¦Electric boiler | % | 79% | 79.2% | 79.5% | 80% | 80.5% | 81% | 81.5% | 82% | 82% | 82% | 82% | 82%
| SPS1 | CH | Efficiency in Residential sector¦Water heating¦Electricty¦Heat pump electric | % | 282% | 282.6% | 283.5% | 285% | 293% | 301% | 306.5% | 312% | 312% | 312% | 312% | 312%
| SPS1 | CH | Efficiency in Residential sector¦Water heating¦Oil¦Light fuel oil boiler | % | 70.83% | 71.46% | 72.4% | 73.96% | 74.74% | 75.52% | 75.52% | 75.52% | 75.52% | 75.52% | 75.52% | 75.52%
| SPS1 | CH | Efficiency in Residential sector¦Water heating¦Gas¦Gas boiler | % | 75% | 75.4% | 76% | 77.01% | 78.01% | 79.02% | 79.52% | 80.06% | 80.06% | 80.59% | 80.9% | 81.03%
| SPS1 | CH | Efficiency in Residential sector¦Water heating¦Gas¦Heat pump gas | % | - | - | 170.1% | 171% | 175.8% | 180.6% | 183.9% | 187.2% | 187.2% | 187.2% | 187.2% | 187.2%
| SPS1 | CH | Efficiency in Residential sector¦Water heating¦Heat¦On-site CHPs¦Residential sector CHPs gas | % | 77% | 77.5% | 78% | 79% | 79% | 79% | 79% | 79% | 79% | 79% | 79% | 79%
| SPS1 | CH | Efficiency in Residential sector¦Water heating¦Heat¦On-site CHPs¦Residential sector CHPs fuel cells (gas reformer) | % | 77% | 77.5% | 78% | 79% | 79% | 79% | 79% | 79% | 79% | 79% | 79% | 79%
| SPS1 | CH | Efficiency in Residential sector¦Water heating¦Heat¦On-site CHPs¦Residential sector CHPs wood | % | 77% | 77.5% | 78% | 79% | 79% | 79% | 79% | 79% | 79% | 79% | 79% | 79%
| SPS1 | CH | Efficiency in Residential sector¦Water heating¦Heat¦District heating | % | 77% | 77.5% | 78% | 79% | 79% | 79% | 79% | 79% | 79% | 79% | 79% | 79%
| SPS1 | CH | Efficiency in Residential sector¦Water heating¦Wood¦Wood boiler | % | 50% | 50% | 50% | 50% | 50% | 50% | 50% | 50% | 50% | 50% | 50% | 50%
| SPS1 | CH | Efficiency in Residential sector¦Water heating¦Pellets¦Pellets boiler | % | 62.5% | 62.5% | 62.5% | 62.5% | 62.5% | 62.5% | 62.5% | 62.5% | 62.5% | 62.5% | 62.5% | 62.5%
| SPS1 | CH | Efficiency in Residential sector¦Water heating¦Solar¦Solar thermal | % | 100% | 100% | 100% | 100% | 100% | 100% | 100% | 100% | 100% | 100% | 100% | 100%
| SPS1 | CH | Efficiency in Residential sector¦Water heating¦Hydrogen¦Hydrogen boiler | % | bar: 2020 to 2070
| SPS1 | CH | Fuel consumption in cars | PJ/yr. | 139.1514 | 135.6156 | 130.9869 | 102.4451 | 80.3721 | 74.9128 | 66.7438 | 60.3466 | 57.0761 | 53.9437 | 51.6818 | 50.5898
| SPS1 | CH | Fuel consumption in cars¦Electricity | PJ/yr. | 0.73745 | 1.6081 | 4.2373 | 14.3348 | 23.4284 | 24.6772 | 24.5322 | 24.2921 | 24.999 | 25.01 | 25.0243 | 25.1326
| SPS1 | CH | Fuel consumption in cars¦Electricity¦Existing battery electric cars | PJ/yr. | 0.46789 | 0.3769 | 0.26222 | 0.1131 | 0 | 0 | 0 | 0 | 0 | 0 | 0 | 0
| SPS1 | CH | Fuel consumption in cars¦Electricity¦New battery electric cars (<60kW) | PJ/yr. | 0.0076645 | 0.015369 | 0.011201 | 0.0099237 | 0.0036841 | 0.15456 | 0.40564 | 0.81934 | 0.8471 | 0.79956 | 0.79275 | 0.70555
| SPS1 | CH | Fuel consumption in cars¦Electricity¦New battery electric cars (60-100 kW) | PJ/yr. | 0.066148 | 0.10281 | 1.9291 | 6.8495 | 11.0171 | 11.3468 | 10.916 | 10.3812 | 9.9558 | 9.3564 | 8.7116 | 8.4995
| SPS1 | CH | Fuel consumption in cars¦Electricity¦New battery electric cars (100-140 kW) | PJ/yr. | 0.045914 | 0.094593 | 0.10005 | 1.9272 | 5.4264 | 7.4795 | 7.5499 | 6.9155 | 7.5978 | 7.7226 | 8.2267 | 8.3548
| SPS1 | CH | Fuel consumption in cars¦Electricity¦New battery electric cars (>140 kW) | PJ/yr. | 0.14918 | 0.97523 | 1.6334 | 3.0424 | 3.1894 | 1.9251 | 1.8673 | 1.8512 | 1.8702 | 1.8834 | 1.9453 | 1.9936
| SPS1 | CH | Fuel consumption in cars¦Electricity¦New plug-in hybrid gasoline - electricity part (<60 kW) | PJ/yr. | 0 | 3.0041e-05 | 4.3523e-05 | 7.1529e-05 | 7.6573e-05 | 0.00010653 | 0.00017633 | 0.0001897 | 0.00038628 | 0.00073199 | 0.0010919 | 0.0016142
| SPS1 | CH | Fuel consumption in cars¦Electricity¦New plug-in hybrid gasoline - electricity part (60-100 kW) | PJ/yr. | 0.00065674 | 0.00047148 | 0.00085739 | 0.0011924 | 0.0016323 | 0.00057313 | 0.00075674 | 0.00069726 | 0.001279 | 0.040914 | 0.088571 | 0.096212
| SPS1 | CH | Fuel consumption in cars¦Electricity¦New plug-in hybrid gasoline - electricity part (100-140 kW) | PJ/yr. | 0 | 0.01789 | 0.07541 | 0.14718 | 0.22641 | 0.1717 | 0.18195 | 0.084959 | 0.17472 | 0.1427 | 0.10522 | 0.019128
| SPS1 | CH | Fuel consumption in cars¦Electricity¦New plug-in hybrid gasoline - electricity part (>140 kW) | PJ/yr. | 0 | 0.00038185 | 0.00087558 | 0.001572 | 0.0066011 | 0.0017935 | 0.0039066 | 0.0032838 | 0.11296 | 0.10707 | 0.073292 | 0.37478
| SPS1 | CH | Fuel consumption in cars¦Electricity¦New plug-in hybrid diesel - electricity part (<60 kW) | PJ/yr. | 0 | 2.2379e-05 | 3.8017e-05 | 7.5183e-05 | 0.00012757 | 0.00030574 | 0.00038789 | 0.00085092 | 0.00062942 | 0.00017891 | 7.1708e-05 | 3.4331e-05
| SPS1 | CH | Fuel consumption in cars¦Electricity¦New plug-in hybrid diesel - electricity part (60-100 kW) | PJ/yr. | 0 | 2.8191e-05 | 0.00016532 | 0.00028149 | 0.0011263 | 0.0021359 | 0.0024746 | 0.0033407 | 0.0021589 | 0.0011017 | 0.00024213 | 6.9848e-05
| SPS1 | CH | Fuel consumption in cars¦Electricity¦New plug-in hybrid diesel - electricity part (100-140 kW) | PJ/yr. | 0 | 0.02426 | 0.22346 | 1.2007 | 2.2338 | 1.6571 | 1.5576 | 1.736 | 0.94487 | 0.4744 | 0.064973 | 8.2343e-05
| SPS1 | CH | Fuel consumption in cars¦Electricity¦New plug-in hybrid diesel - electricity part (>140 kW) | PJ/yr. | 0 | 9.4581e-05 | 0.000405 | 0.00062694 | 0.4569 | 1.2092 | 1.663 | 1.5432 | 1.4685 | 1.7965 | 2.2979 | 2.243
| SPS1 | CH | Fuel consumption in cars¦Electricity¦Vehicle-to-grid | PJ/yr. | 0 | 0 | 0 | 1.041 | 0.86507 | 0.72823 | 0.38319 | 0.95251 | 2.0226 | 2.6844 | 2.7166 | 2.8443
| SPS1 | CH | Fuel consumption in cars¦Hydrogen | PJ/yr. | 0.00084339 | 0.0020117 | 0.0019137 | 6.7142e-06 | 5.7583e-06 | 5.8667e-06 | 6.0169e-06 | 5.5162e-06 | 4.9648e-06 | 5.0929e-06 | 4.6662e-06 | 9.2153e-06
| SPS1 | CH | Fuel consumption in cars¦Hydrogen¦New fuel cell cars (<60 kW) | PJ/yr. | 0 | 1.5792e-05 | 2.094e-05 | 0 | 1.5031e-07 | 1.0528e-07 | 7.7747e-09 | 7.1674e-09 | 0 | 0 | 0 | 4.2382e-07
| SPS1 | CH | Fuel consumption in cars¦Hydrogen¦New fuel cell cars (60-100 kW) | PJ/yr. | 8.2074e-05 | 0.00010499 | 0.00010771 | 1.5625e-06 | 1.53e-06 | 1.7081e-06 | 1.7777e-06 | 1.5653e-06 | 1.3828e-06 | 1.5145e-06 | 1.3375e-06 | 2.6887e-06
| SPS1 | CH | Fuel consumption in cars¦Hydrogen¦New fuel cell cars (100-140 kW) | PJ/yr. | 0.00076132 | 0.0018741 | 0.001763 | 4.0719e-06 | 2.8496e-06 | 2.3849e-06 | 2.6635e-06 | 2.5261e-06 | 2.2424e-06 | 2.2533e-06 | 2.1325e-06 | 3.5967e-06
| SPS1 | CH | Fuel consumption in cars¦Hydrogen¦New fuel cell cars (>140 kW) | PJ/yr. | 0 | 1.6862e-05 | 2.2076e-05 | 1.0798e-06 | 1.2284e-06 | 1.6684e-06 | 1.568e-06 | 1.4177e-06 | 1.3395e-06 | 1.325e-06 | 1.1961e-06 | 2.5061e-06
| SPS1 | CH | Fuel consumption in cars¦Motor Gasoline | PJ/yr. | 77.9061 | 74.711 | 78.4252 | 56.2195 | 41.0775 | 36.2376 | 31.4992 | 27.573 | 24.9175 | 22.4674 | 20.6073 | 19.6408
| SPS1 | CH | Fuel consumption in cars¦Motor Gasoline¦Fossil liquids | PJ/yr. | 73.6414 | 70.6213 | 74.1321 | 52.5101 | 38.5779 | 34.2536 | 29.7746 | 26.063 | 23.5531 | 21.2368 | 19.4786 | 18.5643
| SPS1 | CH | Fuel consumption in cars¦Motor Gasoline¦Synthetic liquids | PJ/yr. | 4.2647 | 4.0897 | 4.2931 | 3.7093 | 2.4996 | 1.984 | 1.7246 | 1.51 | 1.3644 | 1.2306 | 1.1286 | 1.0766
| SPS1 | CH | Fuel consumption in cars¦Motor Gasoline¦Synthetic liquids¦Bioliquids¦Ethanol | PJ/yr. | 4.2647 | 4.0897 | 4.2931 | 3.7093 | 2.4996 | 1.984 | 1.7246 | 1.51 | 1.3644 | 1.2306 | 1.1286 | 1.0766
| SPS1 | CH | Fuel consumption in cars¦Motor Gasoline¦Synthetic liquids¦PtL¦PtL Gasoline | PJ/yr. | 0 | 0 | 0 | 0 | 0 | 0 | 0 | 0 | 0 | 0 | 0 | 0
| SPS1 | CH | Fuel consumption in cars¦Motor Gasoline¦Total¦Conventional gasoline hybrid existing | PJ/yr. | 1.2541 | 1.2429 | 0.92518 | 0.43897 | 0 | 0 | 0 | 0 | 0 | 0 | 0 | 0
| SPS1 | CH | Fuel consumption in cars¦Motor Gasoline¦Total¦New conventional gasoline hybrid (<60 kW) | PJ/yr. | 0.045905 | 0.053494 | 0.037477 | 0.028912 | 0.26058 | 0.47547 | 0.36974 | 0.14988 | 0.021525 | 0.12359 | 0.43589 | 0.58658
| SPS1 | CH | Fuel consumption in cars¦Motor Gasoline¦Total¦New conventional gasoline hybrid (60-100 kW) | PJ/yr. | 0.13817 | 0.2048 | 0.25129 | 0.19969 | 1.1313 | 0.96845 | 0.68567 | 0.0035866 | 0.0022888 | 0.0030004 | 0.0059398 | 0.0059597
| SPS1 | CH | Fuel consumption in cars¦Motor Gasoline¦Total¦New conventional gasoline hybrid (100-140 kW) | PJ/yr. | 0.10239 | 1.1165 | 1.0562 | 0.84451 | 0.26772 | 0.0012073 | 0.0013571 | 0.0016321 | 0.0015386 | 0.0017311 | 0.0018085 | 0.0016258
| SPS1 | CH | Fuel consumption in cars¦Motor Gasoline¦Total¦New conventional gasoline hybrid (>140 kW) | PJ/yr. | 0.090723 | 0.13538 | 0.13016 | 0.10797 | 0.016971 | 0.0037061 | 0.0056673 | 1.2241 | 1.0431 | 0.82334 | 0.26506 | 0.0042883
| SPS1 | CH | Fuel consumption in cars¦Motor Gasoline¦Total¦Conventional gasoline ICE existing | PJ/yr. | 63.9876 | 54.3862 | 46.9207 | 13.1972 | 0 | 0 | 0 | 0 | 0 | 0 | 0 | 0
| SPS1 | CH | Fuel consumption in cars¦Motor Gasoline¦Total¦New conventional gasoline ICE (<60 kW) | PJ/yr. | 0.49669 | 0.5507 | 0.3831 | 0.29108 | 0.016566 | 0.0017119 | 0.0010761 | 0.00069131 | 0.00036842 | 0.00035281 | 0.00040037 | 0.00051541
| SPS1 | CH | Fuel consumption in cars¦Motor Gasoline¦Total¦New conventional gasoline ICE (60-100 kW) | PJ/yr. | 3.7699 | 5.307 | 5.248 | 4.116 | 0.17373 | 0.0081727 | 0.0036123 | 0.0017813 | 0.00092446 | 0.00089713 | 0.0010398 | 0.0012709
| SPS1 | CH | Fuel consumption in cars¦Motor Gasoline¦Total¦New conventional gasoline ICE (100-140 kW) | PJ/yr. | 3.7761 | 5.7408 | 7.5717 | 6.2621 | 2.5133 | 1.1443 | 0.67194 | 0.013918 | 0.0028016 | 0.0017826 | 0.0022622 | 0.0024176
| SPS1 | CH | Fuel consumption in cars¦Motor Gasoline¦Total¦New conventional gasoline ICE (>140 kW) | PJ/yr. | 3.8991 | 5.2548 | 13.2519 | 25.2476 | 31.7392 | 29.295 | 25.7435 | 22.571 | 20.1577 | 17.9012 | 16.3529 | 15.1875
| SPS1 | CH | Fuel consumption in cars¦Motor Gasoline¦Total¦New mild hybrid gasoline (<60 kW) | PJ/yr. | 0 | 0.00036166 | 0.22461 | 0.20409 | 0.14643 | 0.02642 | 0.00070914 | 0.00052404 | 0.0003891 | 0.00057819 | 0.001327 | 0.0018023
| SPS1 | CH | Fuel consumption in cars¦Motor Gasoline¦Total¦New mild hybrid gasoline (60-100 kW) | PJ/yr. | 0 | 0.00029203 | 0.0037878 | 0.0047603 | 0.0042293 | 0.0023937 | 0.001269 | 0.00098527 | 0.00078778 | 0.0010694 | 0.0016393 | 0.0018491
| SPS1 | CH | Fuel consumption in cars¦Motor Gasoline¦Total¦New mild hybrid gasoline (100-140 kW) | PJ/yr. | 0 | 0.00045781 | 0.0026603 | 0.0038072 | 0.003434 | 0.0023072 | 0.0017043 | 0.0015901 | 0.0013764 | 0.001867 | 0.0027736 | 0.0027475
| SPS1 | CH | Fuel consumption in cars¦Motor Gasoline¦Total¦New mild hybrid gasoline (>140 kW) | PJ/yr. | 0 | 0.00060273 | 1.1476 | 4.0029 | 3.7536 | 3.8039 | 3.6376 | 3.489 | 3.2988 | 3.1841 | 3.0967 | 3.0549
| SPS1 | CH | Fuel consumption in cars¦Motor Gasoline¦Total¦New plug-in hybrid gasoline - gasoline part (<60 kW) | PJ/yr. | 0.00030328 | 0.00067167 | 0.00077215 | 0.00074 | 0.00057174 | 0.00050669 | 0.00062202 | 0.00046667 | 0.00089155 | 0.0016733 | 0.0024569 | 0.0037297
| SPS1 | CH | Fuel consumption in cars¦Motor Gasoline¦Total¦New plug-in hybrid gasoline - gasoline part (60-100 kW) | PJ/yr. | 0.084099 | 0.16718 | 0.16129 | 0.13069 | 0.013687 | 0.0022977 | 0.0021766 | 0.0013849 | 0.0023467 | 0.091588 | 0.20152 | 0.22247
| SPS1 | CH | Fuel consumption in cars¦Motor Gasoline¦Total¦New plug-in hybrid gasoline - gasoline part (100-140 kW) | PJ/yr. | 0.08903 | 0.24379 | 0.81588 | 0.90416 | 1.0031 | 0.49602 | 0.36366 | 0.10751 | 0.2193 | 0.17741 | 0.13067 | 0.024044
| SPS1 | CH | Fuel consumption in cars¦Motor Gasoline¦Total¦New plug-in hybrid gasoline - gasoline part (>140 kW) | PJ/yr. | 0.17197 | 0.30507 | 0.2929 | 0.23421 | 0.033112 | 0.0056725 | 0.0089284 | 0.0048919 | 0.16338 | 0.15326 | 0.1048 | 0.53912
| SPS1 | CH | Fuel consumption in cars¦Motor Diesel | PJ/yr. | 60.4047 | 59.2092 | 48.2275 | 31.8902 | 15.8655 | 13.9974 | 10.7118 | 8.481 | 7.1592 | 6.4659 | 6.0498 | 5.816
| SPS1 | CH | Fuel consumption in cars¦Motor Diesel¦Fossil liquids | PJ/yr. | 58.906 | 57.6576 | 46.0637 | 30.863 | 15.3062 | 13.4509 | 10.2882 | 8.1408 | 6.8691 | 6.1593 | 5.7005 | 5.4606
| SPS1 | CH | Fuel consumption in cars¦Motor Diesel¦Synthetic liquids | PJ/yr. | 1.4987 | 1.5517 | 2.1638 | 1.0272 | 0.55932 | 0.54654 | 0.42354 | 0.34013 | 0.29008 | 0.30661 | 0.34929 | 0.35536
| SPS1 | CH | Fuel consumption in cars¦Motor Diesel¦Synthetic liquids¦Bioliquids¦Biodiesel | PJ/yr. | 1.4987 | 1.5517 | 2.1638 | 1.0272 | 0.55932 | 0.54654 | 0.42354 | 0.34013 | 0.29008 | 0.30661 | 0.34929 | 0.35536
| SPS1 | CH | Fuel consumption in cars¦Motor Diesel¦Synthetic liquids¦PtL¦PtL Diesel | PJ/yr. | 0 | 0 | 0 | 0 | 0 | 0 | 0 | 0 | 0 | 0 | 0 | 0
| SPS1 | CH | Fuel consumption in cars¦Motor Diesel¦Total¦Conventional hybrid existing | PJ/yr. | 0 | 0 | 0 | 0 | 0 | 0 | 0 | 0 | 0 | 0 | 0 | 0
| SPS1 | CH | Fuel consumption in cars¦Motor Diesel¦Total¦New conventional diesel hybrid (<60 kW) | PJ/yr. | 3.2972e-05 | 0.16346 | 0.10872 | 0.087487 | 0.74747 | 0.85434 | 1.0154 | 0.46369 | 0.49184 | 0.3673 | 0.00068536 | 0.00069984
| SPS1 | CH | Fuel consumption in cars¦Motor Diesel¦Total¦New conventional diesel hybrid (60-100 kW) | PJ/yr. | 0.0027895 | 0.59147 | 0.80033 | 0.66138 | 0.30957 | 0.022651 | 0.007344 | 0.0051668 | 0.0037364 | 0.0036614 | 0.39445 | 0.47302
| SPS1 | CH | Fuel consumption in cars¦Motor Diesel¦Total¦New conventional diesel hybrid (100-140 kW) | PJ/yr. | 0.029253 | 0.045863 | 0.043959 | 0.033102 | 0.0068651 | 0.00097432 | 0.0012302 | 0.0015803 | 0.0015544 | 0.0019436 | 0.0025014 | 0.0038812
| SPS1 | CH | Fuel consumption in cars¦Motor Diesel¦Total¦New conventional diesel hybrid (>140 kW) | PJ/yr. | 0.03525 | 0.071339 | 0.067708 | 0.05563 | 0.013455 | 0.0021741 | 0.16736 | 1.1758 | 1.0919 | 0.74022 | 0.15279 | 0.023041
| SPS1 | CH | Fuel consumption in cars¦Motor Diesel¦Total¦Conventional diesel ICE existing | PJ/yr. | 52.132 | 48.7009 | 35.2376 | 15.1422 | 0 | 0 | 0 | 0 | 0 | 0 | 0 | 0
| SPS1 | CH | Fuel consumption in cars¦Motor Diesel¦Total¦New conventional diesel ICE (<60 kW) | PJ/yr. | 0.0051638 | 0.0060388 | 0.0046346 | 0.0037727 | 0.0017175 | 0.049849 | 0.041624 | 0.029969 | 0.0039866 | 0.00025265 | 0.00015357 | 0.00014284
| SPS1 | CH | Fuel consumption in cars¦Motor Diesel¦Total¦New conventional diesel ICE (60-100 kW) | PJ/yr. | 1.2212 | 1.2833 | 1.2737 | 0.76212 | 0.022538 | 0.0020184 | 0.0015906 | 0.0013176 | 0.00077685 | 0.00053889 | 0.00033723 | 0.00030775
| SPS1 | CH | Fuel consumption in cars¦Motor Diesel¦Total¦New conventional diesel ICE (100-140 kW) | PJ/yr. | 5.0373 | 5.327 | 5.2763 | 4.03 | 0.13966 | 0.0019678 | 0.0017381 | 0.0019336 | 0.0012902 | 0.00090052 | 0.00049693 | 0.0004089
| SPS1 | CH | Fuel consumption in cars¦Motor Diesel¦Total¦New conventional diesel ICE (>140 kW) | PJ/yr. | 1.9358 | 2.2108 | 2.1733 | 1.6666 | 0.10941 | 0.0014858 | 0.001428 | 0.0017323 | 0.0012087 | 0.00082389 | 0.00041604 | 0.00035499
| SPS1 | CH | Fuel consumption in cars¦Motor Diesel¦Total¦New mild hybrid diesel (<60 kW) | PJ/yr. | 0 | 0.00037232 | 0.83001 | 2.1453 | 1.9786 | 1.1417 | 0.28489 | 0.067181 | 0.0089321 | 0.00073925 | 0.00084595 | 0.00089674
| SPS1 | CH | Fuel consumption in cars¦Motor Diesel¦Total¦New mild hybrid diesel (60-100 kW) | PJ/yr. | 0 | 0.00028029 | 0.0023691 | 0.0050055 | 0.011639 | 0.012022 | 0.0069064 | 0.0030642 | 0.0019225 | 0.0024022 | 0.0034902 | 0.0047189
| SPS1 | CH | Fuel consumption in cars¦Motor Diesel¦Total¦New mild hybrid diesel (100-140 kW) | PJ/yr. | 0 | 0.00042296 | 0.0019637 | 0.0040352 | 0.051878 | 1.1013 | 2.1067 | 2.3137 | 2.262 | 2.1999 | 2.1426 | 2.1125
| SPS1 | CH | Fuel consumption in cars¦Motor Diesel¦Total¦New mild hybrid diesel (>140 kW) | PJ/yr. | 0 | 0.00025988 | 0.00072132 | 0.0010995 | 0.0017745 | 0.0034709 | 0.0047061 | 0.0074038 | 0.0081591 | 0.006379 | 0.0033658 | 0.0035903
| SPS1 | CH | Fuel consumption in cars¦Motor Diesel¦Total¦New plug-in hybrid diesel - diesel part (<60 kW) | PJ/yr. | 1.8056e-05 | 0.00049042 | 0.00066033 | 0.00076256 | 0.00093382 | 0.0014283 | 0.0013341 | 0.0019506 | 0.0014165 | 0.00042577 | 0.00020623 | 0.0001571
| SPS1 | CH | Fuel consumption in cars¦Motor Diesel¦Total¦New plug-in hybrid diesel - diesel part (60-100 kW) | PJ/yr. | 4.9811e-06 | 0.00054367 | 0.0026064 | 0.0033291 | 0.0082589 | 0.0096286 | 0.0076789 | 0.0062297 | 0.0038903 | 0.0022343 | 0.00063841 | 0.00033555
| SPS1 | CH | Fuel consumption in cars¦Motor Diesel¦Total¦New plug-in hybrid diesel - diesel part (100-140 kW) | PJ/yr. | 9.8122e-05 | 0.78749 | 2.3824 | 7.2691 | 10.1345 | 6.3916 | 3.1478 | 2.1722 | 1.1729 | 0.58407 | 0.079714 | 0.00034755
| SPS1 | CH | Fuel consumption in cars¦Motor Diesel¦Total¦New plug-in hybrid diesel - diesel part (>140 kW) | PJ/yr. | 0.0056989 | 0.019122 | 0.02051 | 0.019245 | 2.3273 | 4.4008 | 3.9141 | 2.2281 | 2.1036 | 2.5541 | 3.2671 | 3.1915
| SPS1 | CH | Fuel consumption in cars¦Gas | PJ/yr. | 0.10231 | 0.085278 | 0.095077 | 0.00072576 | 0.00063931 | 0.00062685 | 0.0005776 | 0.00049828 | 0.00045638 | 0.00042425 | 0.00039847 | 0.0003779
| SPS1 | CH | Fuel consumption in cars¦Fossil gases | PJ/yr. | 0.094441 | 0.074616 | 0.093478 | 0.00049567 | 0 | 0 | 0 | 0 | 0 | 0 | 0 | 0
| SPS1 | CH | Fuel consumption in cars¦Synthetic gases | PJ/yr. | 0.0078685 | 0.010662 | 0.0015993 | 0.00023009 | 0.35591 | 0.51903 | 0.067339 | 0.054271 | 0.029941 | 0.054287 | 0.30027 | 0.13775
| SPS1 | CH | Fuel consumption in cars¦Synthetic gases¦Biogases¦Biogas | PJ/yr. | 0.0078685 | 0.010662 | 0.0015993 | 0.00023009 | 0.0001929 | 2.1681e-05 | 2.6785e-05 | 4.9116e-05 | 3.0544e-05 | 4.4877e-05 | 3.3929e-05 | 5.9687e-05
| SPS1 | CH | Fuel consumption in cars¦Synthetic gases¦PtG¦PtG gas | PJ/yr. | 0 | 0 | 0 | 0 | 0.35572 | 0.519 | 0.067313 | 0.054222 | 0.02991 | 0.054242 | 0.30024 | 0.13769
| SPS1 | CH | Fuel consumption in cars¦Gas¦Total¦Conventional gas ICE existing | PJ/yr. | 0 | 0 | 0 | 0 | 0 | 0 | 0 | 0 | 0 | 0 | 0 | 0
| SPS1 | CH | Fuel consumption in cars¦Gas¦Total¦New conventionalgas ICE (<60 kW) | PJ/yr. | 0.0036149 | 0.0019934 | 0.0019901 | 0.00012747 | 7.2366e-05 | 5.3202e-05 | 5.1918e-05 | 4.8714e-05 | 4.4216e-05 | 4.4985e-05 | 4.4433e-05 | 4.515e-05
| SPS1 | CH | Fuel consumption in cars¦Gas¦Total¦New conventional gas ICE (60-100 kW) | PJ/yr. | 0.046086 | 0.032549 | 0.044347 | 8.8512e-05 | 0.00013115 | 0.00013498 | 0.00012998 | 0.0001134 | 0.00010206 | 9.9465e-05 | 9.8621e-05 | 9.7449e-05
| SPS1 | CH | Fuel consumption in cars¦Gas¦Total¦New conventional gas ICE (100-140 kW) | PJ/yr. | 0.004326 | 0.0036109 | 0.0048328 | 0.00045526 | 0.00024119 | 0.00021494 | 0.00019208 | 0.00016752 | 0.00015433 | 0.00014254 | 0.00013596 | 0.00012579
| SPS1 | CH | Fuel consumption in cars¦Gas¦Total¦New conventional gas ICE (>140 kW) | PJ/yr. | 0.048282 | 0.047125 | 0.043907 | 5.4516e-05 | 0.00019461 | 0.00022373 | 0.00020362 | 0.00016864 | 0.00015578 | 0.00013726 | 0.00011946 | 0.00010951
| SPS1 | CH | Cars mileage | billion km/yr. | 49.0032 | 55.6713 | 60.2615 | 62.3395 | 62.6207 | 62.3447 | 61.7477 | 61.1507 | 60.9556 | 60.7532 | 60.5891 | 60.5522
| SPS1 | CH | Cars mileage¦Electricity¦Existing battery electric cars | billion km/yr. | 0.41619 | 0.36067 | 0.27745 | 0.13873 | 0 | 0 | 0 | 0 | 0 | 0 | 0 | 0
| SPS1 | CH | Cars mileage¦Electricity¦New battery electric cars (<60kW) | billion km/yr. | 0.013886 | 0.027843 | 0.020292 | 0.017979 | 0.0067632 | 0.30805 | 0.83751 | 1.7595 | 1.8768 | 1.8477 | 1.9031 | 1.7208
| SPS1 | CH | Cars mileage¦Electricity¦New battery electric cars (60-100 kW) | billion km/yr. | 0.096828 | 0.1505 | 2.8239 | 10.0263 | 16.6829 | 17.5879 | 17.6719 | 18.0238 | 17.9715 | 17.76 | 17.1385 | 17.0161
| SPS1 | CH | Cars mileage¦Electricity¦New battery electric cars (100-140 kW) | billion km/yr. | 0.061408 | 0.12651 | 0.13381 | 2.5775 | 7.5376 | 10.7008 | 11.2065 | 10.8899 | 12.7139 | 13.6376 | 14.8967 | 15.3308
| SPS1 | CH | Cars mileage¦Electricity¦New battery electric cars (>140 kW) | billion km/yr. | 0.19318 | 1.2629 | 2.1152 | 3.9398 | 4.2046 | 2.5619 | 2.6926 | 2.83 | 2.9743 | 3.126 | 3.2855 | 3.4531
| SPS1 | CH | Cars mileage¦Electricity¦New plug-in hybrid gasoline (<60 kW) | billion km/yr. | 0.00021496 | 0.00053595 | 0.000633 | 0.00066175 | 0.00056377 | 0.0005836 | 0.00084796 | 0.00078921 | 0.0016061 | 0.0032742 | 0.0048921 | 0.0076256
| SPS1 | CH | Cars mileage¦Electricity¦New plug-in hybrid gasoline (60-100 kW) | billion km/yr. | 0.050274 | 0.098685 | 0.09581 | 0.078382 | 0.010831 | 0.002323 | 0.0026971 | 0.0021799 | 0.0040113 | 0.15708 | 0.34365 | 0.37704
| SPS1 | CH | Cars mileage¦Electricity¦New plug-in hybrid gasoline (100-140 kW) | billion km/yr. | 0.048569 | 0.15807 | 0.55076 | 0.69948 | 0.9113 | 0.5507 | 0.52901 | 0.21671 | 0.47031 | 0.40221 | 0.29622 | 0.054382
| SPS1 | CH | Cars mileage¦Electricity¦New plug-in hybrid gasoline (>140 kW) | billion km/yr. | 0.089385 | 0.15908 | 0.15342 | 0.12384 | 0.026755 | 0.005627 | 0.011095 | 0.0081081 | 0.30009 | 0.29671 | 0.20283 | 1.046
| SPS1 | CH | Cars mileage¦Electricity¦New plug-in hybrid diesel (<60 kW) | billion km/yr. | 1.3152e-05 | 0.00039717 | 0.0005501 | 0.0006929 | 0.00093886 | 0.0016751 | 0.0018653 | 0.0034704 | 0.0026185 | 0.00081832 | 0.00036366 | 0.00024233
| SPS1 | CH | Cars mileage¦Electricity¦New plug-in hybrid diesel (60-100 kW) | billion km/yr. | 3.4621e-06 | 0.00036501 | 0.0018 | 0.0024054 | 0.0068159 | 0.0094477 | 0.0093596 | 0.010339 | 0.0068147 | 0.0038921 | 0.00097421 | 0.00042081
| SPS1 | CH | Cars mileage¦Electricity¦New plug-in hybrid diesel (100-140 kW) | billion km/yr. | 5.3277e-05 | 0.46993 | 1.632 | 5.7065 | 8.9957 | 6.2989 | 4.5332 | 4.4502 | 2.5495 | 1.3419 | 0.18255 | 0.00042485
| SPS1 | CH | Cars mileage¦Electricity¦New plug-in hybrid diesel (>140 kW) | billion km/yr. | 0.0030026 | 0.010207 | 0.011355 | 0.010987 | 1.8682 | 4.2179 | 4.843 | 3.923 | 3.9147 | 5.0087 | 6.4076 | 6.2599
| SPS1 | CH | Cars mileage¦Hydrogen¦New fuel cell cars (<60 kW) | billion km/yr. | 0 | 1.7317e-05 | 2.2962e-05 | 0 | 1.7533e-07 | 1.2829e-07 | 1.0231e-08 | 1.0003e-08 | 0 | 0 | 0 | 6.6868e-07
| SPS1 | CH | Cars mileage¦Hydrogen¦New fuel cell cars (60-100 kW) | billion km/yr. | 7.3169e-05 | 9.3598e-05 | 9.6022e-05 | 1.393e-06 | 1.4244e-06 | 1.6765e-06 | 1.8239e-06 | 1.723e-06 | 1.6297e-06 | 1.8812e-06 | 1.7316e-06 | 3.4975e-06
| SPS1 | CH | Cars mileage¦Hydrogen¦New fuel cell cars (100-140 kW) | billion km/yr. | 0.0006319 | 0.0015555 | 0.0014633 | 3.3797e-06 | 2.443e-06 | 2.1781e-06 | 2.537e-06 | 2.5693e-06 | 2.4414e-06 | 2.5908e-06 | 2.5619e-06 | 4.3713e-06
| SPS1 | CH | Cars mileage¦Hydrogen¦New fuel cell cars (>140 kW) | billion km/yr. | 0 | 1.411e-05 | 1.8472e-05 | 9.035e-07 | 1.0775e-06 | 1.5295e-06 | 1.5091e-06 | 1.4549e-06 | 1.4623e-06 | 1.5233e-06 | 1.4272e-06 | 2.9941e-06
| SPS1 | CH | Cars mileage¦Motor Gasoline¦Total¦Conventional gasoline hybrid existing | billion km/yr. | 0.61925 | 0.62769 | 0.48284 | 0.24142 | 0 | 0 | 0 | 0 | 0 | 0 | 0 | 0
| SPS1 | CH | Cars mileage¦Motor Gasoline¦Total¦New conventional gasoline hybrid (<60 kW) | billion km/yr. | 0.052068 | 0.061996 | 0.043319 | 0.034687 | 0.24176 | 0.45044 | 0.35098 | 0.14524 | 0.0213 | 0.14561 | 0.51365 | 0.69123
| SPS1 | CH | Cars mileage¦Motor Gasoline¦Total¦New conventional gasoline hybrid (60-100 kW) | billion km/yr. | 0.22154 | 0.3881 | 0.47143 | 0.38521 | 0.93857 | 0.74915 | 0.5267 | 0.0030045 | 0.0020296 | 0.0028647 | 0.0058218 | 0.005874
| SPS1 | CH | Cars mileage¦Motor Gasoline¦Total¦New conventional gasoline hybrid (100-140 kW) | billion km/yr. | 0.20243 | 2.7803 | 2.6272 | 2.1157 | 0.6813 | 0.0008701 | 0.00099382 | 0.0012634 | 0.0012449 | 0.0014724 | 0.0015846 | 0.001445
| SPS1 | CH | Cars mileage¦Motor Gasoline¦Total¦New conventional gasoline hybrid (>140 kW) | billion km/yr. | 0.104 | 0.17956 | 0.1721 | 0.14422 | 0.026075 | 0.0026149 | 0.0041206 | 0.9581 | 0.82732 | 0.65543 | 0.21501 | 0.0036902
| SPS1 | CH | Cars mileage¦Motor Gasoline¦Total¦Conventional gasoline ICE existing | billion km/yr. | 18.303 | 15.9106 | 14.1847 | 4.2044 | 0 | 0 | 0 | 0 | 0 | 0 | 0 | 0
| SPS1 | CH | Cars mileage¦Motor Gasoline¦Total¦New conventional gasoline ICE (<60 kW) | billion km/yr. | 0.33915 | 0.37233 | 0.25927 | 0.1991 | 0.010131 | 0.0010826 | 0.00072007 | 0.00049267 | 0.00028605 | 0.00030432 | 0.00036 | 0.00047153
| SPS1 | CH | Cars mileage¦Motor Gasoline¦Total¦New conventional gasoline ICE (60-100 kW) | billion km/yr. | 2.2858 | 3.2079 | 3.172 | 2.5074 | 0.10439 | 0.0041832 | 0.0019148 | 0.0010202 | 0.00057703 | 0.0006237 | 0.00075374 | 0.00093661
| SPS1 | CH | Cars mileage¦Motor Gasoline¦Total¦New conventional gasoline ICE (100-140 kW) | billion km/yr. | 1.9511 | 2.9624 | 3.8425 | 3.1922 | 1.2068 | 0.53956 | 0.31582 | 0.0071476 | 0.0015603 | 0.0011523 | 0.0015283 | 0.0016577
| SPS1 | CH | Cars mileage¦Motor Gasoline¦Total¦New conventional gasoline ICE (>140 kW) | billion km/yr. | 1.7166 | 2.2769 | 5.7518 | 11.0216 | 14.395 | 14.0343 | 13.3464 | 12.6923 | 12.0703 | 11.4787 | 10.9166 | 10.3827
| SPS1 | CH | Cars mileage¦Motor Gasoline¦Total¦New mild hybrid gasoline (<60 kW) | billion km/yr. | 0 | 0.00018748 | 0.1241 | 0.11314 | 0.081265 | 0.014895 | 0.00052839 | 0.00043273 | 0.00034639 | 0.00053445 | 0.0012267 | 0.001666
| SPS1 | CH | Cars mileage¦Motor Gasoline¦Total¦New mild hybrid gasoline (60-100 kW) | billion km/yr. | 0 | 0.00012187 | 0.0016827 | 0.0022048 | 0.0020338 | 0.0012757 | 0.00077999 | 0.00068094 | 0.00058541 | 0.00082409 | 0.0012633 | 0.001425
| SPS1 | CH | Cars mileage¦Motor Gasoline¦Total¦New mild hybrid gasoline (100-140 kW) | billion km/yr. | 0 | 0.00017762 | 0.0010931 | 0.0016383 | 0.001556 | 0.0011798 | 0.00099378 | 0.0010437 | 0.00096207 | 0.0013452 | 0.0019983 | 0.0019795
| SPS1 | CH | Cars mileage¦Motor Gasoline¦Total¦New mild hybrid gasoline (>140 kW) | billion km/yr. | 0 | 0.00023707 | 0.48194 | 1.8139 | 1.7778 | 2.0083 | 2.1856 | 2.2443 | 2.2675 | 2.2698 | 2.2075 | 2.1776
| SPS1 | CH | Cars mileage¦Motor Diesel¦Total¦Conventional diesel hybrid existing | billion km/yr. | 0 | 0 | 0 | 0 | 0 | 0 | 0 | 0 | 0 | 0 | 0 | 0
| SPS1 | CH | Cars mileage¦Motor Diesel¦Total¦New conventional diesel hybrid (<60 kW) | billion km/yr. | 1.379e-05 | 0.27749 | 0.18443 | 0.14826 | 0.71404 | 0.79912 | 0.98194 | 0.46539 | 0.52727 | 0.43268 | 0.00079682 | 0.00082447
| SPS1 | CH | Cars mileage¦Motor Diesel¦Total¦New conventional diesel hybrid (60-100 kW) | billion km/yr. | 0.0032697 | 1.5855 | 1.9689 | 1.6171 | 0.71188 | 0.038316 | 0.005985 | 0.0043771 | 0.003259 | 0.003516 | 0.38859 | 0.46603
| SPS1 | CH | Cars mileage¦Motor Diesel¦Total¦New conventional diesel hybrid (100-140 kW) | billion km/yr. | 0.026252 | 0.054718 | 0.052251 | 0.041685 | 0.0097056 | 0.00069787 | 0.00090511 | 0.001225 | 0.0012566 | 0.0016612 | 0.002199 | 0.0034481
| SPS1 | CH | Cars mileage¦Motor Diesel¦Total¦New conventional diesel hybrid (>140 kW) | billion km/yr. | 0.047434 | 0.11258 | 0.10743 | 0.090137 | 0.020463 | 0.0015316 | 0.12502 | 0.9148 | 0.85474 | 0.58288 | 0.12216 | 0.019819
| SPS1 | CH | Cars mileage¦Motor Diesel¦Total¦Conventional diesel ICE existing | billion km/yr. | 17.6737 | 17.236 | 13.2584 | 6.2613 | 0 | 0 | 0 | 0 | 0 | 0 | 0 | 0
| SPS1 | CH | Cars mileage¦Motor Diesel¦Total¦New conventional diesel ICE (<60 kW) | billion km/yr. | 0.0038723 | 0.0046529 | 0.003591 | 0.0029182 | 0.0011765 | 0.034473 | 0.028811 | 0.020783 | 0.0027918 | 0.00020643 | 0.0001319 | 0.00012692
| SPS1 | CH | Cars mileage¦Motor Diesel¦Total¦New conventional diesel ICE (60-100 kW) | billion km/yr. | 0.85055 | 0.90311 | 0.89521 | 0.57657 | 0.018249 | 0.0010867 | 0.00087907 | 0.00077737 | 0.00048409 | 0.00035447 | 0.00023337 | 0.00022014
| SPS1 | CH | Cars mileage¦Motor Diesel¦Total¦New conventional diesel ICE (100-140 kW) | billion km/yr. | 2.6593 | 2.8362 | 2.8067 | 2.1811 | 0.082437 | 0.00097996 | 0.00089973 | 0.00108 | 0.00075267 | 0.00054751 | 0.00031874 | 0.00027217
| SPS1 | CH | Cars mileage¦Motor Diesel¦Total¦New conventional diesel ICE (>140 kW) | billion km/yr. | 0.90224 | 1.0076 | 0.99269 | 0.77245 | 0.042772 | 0.00069949 | 0.00069957 | 0.00091056 | 0.00066167 | 0.00046838 | 0.00024879 | 0.00022058
| SPS1 | CH | Cars mileage¦Motor Diesel¦Total¦New mild hybrid diesel (<60 kW) | billion km/yr. | 0 | 0.00020926 | 0.49173 | 1.3428 | 1.2651 | 0.76044 | 0.20665 | 0.051614 | 0.006946 | 0.0006812 | 0.00077952 | 0.00082632
| SPS1 | CH | Cars mileage¦Motor Diesel¦Total¦New mild hybrid diesel (60-100 kW) | billion km/yr. | 0 | 0.00012672 | 0.0011262 | 0.0025128 | 0.0064482 | 0.0069978 | 0.0042023 | 0.0020857 | 0.0014126 | 0.0018443 | 0.0026798 | 0.0036231
| SPS1 | CH | Cars mileage¦Motor Diesel¦Total¦New mild hybrid diesel (100-140 kW) | billion km/yr. | 0 | 0.00017776 | 0.00086399 | 0.0018809 | 0.027631 | 0.6445 | 1.3134 | 1.5095 | 1.5701 | 1.5792 | 1.5381 | 1.5165
| SPS1 | CH | Cars mileage¦Motor Diesel¦Total¦New mild hybrid diesel (>140 kW) | billion km/yr. | 0 | 0.0001038 | 0.00029928 | 0.00047788 | 0.00084904 | 0.0018515 | 0.0027119 | 0.0047112 | 0.0053969 | 0.0042918 | 0.0022646 | 0.0024156
| SPS1 | CH | Cars mileage¦Gas¦Conventional gas ICE existing | billion km/yr. | 0 | 0 | 0 | 0 | 0 | 0 | 0 | 0 | 0 | 0 | 0 | 0
| SPS1 | CH | Cars mileage¦Gas¦New conventionalgas ICE (<60 kW) | billion km/yr. | 0.0022248 | 0.0012724 | 0.0012679 | 8.0055e-05 | 4.4442e-05 | 3.3577e-05 | 3.4534e-05 | 3.5711e-05 | 3.5008e-05 | 3.8419e-05 | 3.9889e-05 | 4.1496e-05
| SPS1 | CH | Cars mileage¦Gas¦New conventional gas ICE (60-100 kW) | billion km/yr. | 0.030793 | 0.021887 | 0.029828 | 4.6551e-05 | 6.3449e-05 | 6.7972e-05 | 6.8936e-05 | 6.6681e-05 | 6.4767e-05 | 6.8169e-05 | 7.1045e-05 | 7.2064e-05
| SPS1 | CH | Cars mileage¦Gas¦New conventional gas ICE (100-140 kW) | billion km/yr. | 0.0020238 | 0.0017107 | 0.0022818 | 0.00022141 | 0.0001144 | 0.00010364 | 9.7662e-05 | 9.5001e-05 | 9.415e-05 | 9.3666e-05 | 9.4088e-05 | 8.9532e-05
| SPS1 | CH | Cars mileage¦Gas¦New conventional gas ICE (>140 kW) | billion km/yr. | 0.032962 | 0.032154 | 0.029943 | 2.7565e-05 | 9.1737e-05 | 0.00010861 | 0.00010374 | 9.6168e-05 | 9.5137e-05 | 8.9762e-05 | 8.2225e-05 | 7.7696e-05
| SPS1 | CH | Cars efficiency | km/MJ | bar: 2020 to 2070
| SPS1 | CH | Cars efficiency¦Electricity¦Existing battery electric cars | km/MJ | 0.88951 | 0.95695 | 1.0581 | 1.2267 | - | - | - | - | - | - | - | -
| SPS1 | CH | Cars efficiency¦Electricity¦New battery electric cars (<60kW) | km/MJ | 1.8117 | 1.8117 | 1.8117 | 1.8117 | 1.8358 | 1.9931 | 2.0647 | 2.1475 | 2.2155 | 2.3109 | 2.4006 | 2.4389
| SPS1 | CH | Cars efficiency¦Electricity¦New battery electric cars (60-100 kW) | km/MJ | 1.4638 | 1.4638 | 1.4638 | 1.4638 | 1.5143 | 1.55 | 1.6189 | 1.7362 | 1.8051 | 1.8982 | 1.9673 | 2.002
| SPS1 | CH | Cars efficiency¦Electricity¦New battery electric cars (100-140 kW) | km/MJ | 1.3375 | 1.3375 | 1.3375 | 1.3375 | 1.389 | 1.4307 | 1.4843 | 1.5747 | 1.6734 | 1.7659 | 1.8108 | 1.835
| SPS1 | CH | Cars efficiency¦Electricity¦New battery electric cars (>140 kW) | km/MJ | 1.295 | 1.295 | 1.295 | 1.295 | 1.3183 | 1.3308 | 1.442 | 1.5287 | 1.5904 | 1.6598 | 1.689 | 1.7321
| SPS1 | CH | Cars efficiency¦Electricity¦New plug-in hybrid gasoline (<60 kW) | km/MJ | 0.70878 | 0.76378 | 0.77604 | 0.81543 | 0.8696 | 0.9517 | 1.0621 | 1.2024 | 1.2569 | 1.3613 | 1.3785 | 1.427
| SPS1 | CH | Cars efficiency¦Electricity¦New plug-in hybrid gasoline (60-100 kW) | km/MJ | 0.59316 | 0.58862 | 0.5909 | 0.59435 | 0.70705 | 0.80915 | 0.91945 | 1.047 | 1.1064 | 1.1855 | 1.1846 | 1.1831
| SPS1 | CH | Cars efficiency¦Electricity¦New plug-in hybrid gasoline (100-140 kW) | km/MJ | 0.54554 | 0.60405 | 0.61794 | 0.66532 | 0.74121 | 0.82475 | 0.96958 | 1.126 | 1.1936 | 1.2565 | 1.2558 | 1.2596
| SPS1 | CH | Cars efficiency¦Electricity¦New plug-in hybrid gasoline (>140 kW) | km/MJ | 0.51976 | 0.52079 | 0.52222 | 0.52525 | 0.67371 | 0.75369 | 0.86443 | 0.99173 | 1.0859 | 1.1397 | 1.1389 | 1.1446
| SPS1 | CH | Cars efficiency¦Electricity¦New plug-in hybrid diesel (<60 kW) | km/MJ | 0.72841 | 0.77451 | 0.78772 | 0.82711 | 0.88455 | 0.96602 | 1.0832 | 1.2388 | 1.2798 | 1.3533 | 1.3084 | 1.2659
| SPS1 | CH | Cars efficiency¦Electricity¦New plug-in hybrid diesel (60-100 kW) | km/MJ | 0.69504 | 0.63828 | 0.64939 | 0.66623 | 0.72623 | 0.80307 | 0.92181 | 1.0803 | 1.1265 | 1.1667 | 1.1064 | 1.038
| SPS1 | CH | Cars efficiency¦Electricity¦New plug-in hybrid diesel (100-140 kW) | km/MJ | 0.54296 | 0.57891 | 0.62626 | 0.67374 | 0.72732 | 0.78259 | 0.96342 | 1.1387 | 1.2039 | 1.2678 | 1.2617 | 0.98826
| SPS1 | CH | Cars efficiency¦Electricity¦New plug-in hybrid diesel (>140 kW) | km/MJ | 0.52687 | 0.53117 | 0.54293 | 0.55289 | 0.67099 | 0.75186 | 0.86837 | 1.0402 | 1.0959 | 1.1513 | 1.1514 | 1.1519
| SPS1 | CH | Cars efficiency¦Hydrogen¦New fuel cell cars (<60 kW) | km/MJ | - | 1.0966 | 1.0966 | - | 1.1665 | 1.2185 | 1.316 | 1.3956 | - | - | - | 1.5777
| SPS1 | CH | Cars efficiency¦Hydrogen¦New fuel cell cars (60-100 kW) | km/MJ | 0.8915 | 0.8915 | 0.8915 | 0.8915 | 0.93095 | 0.98153 | 1.026 | 1.1007 | 1.1785 | 1.2421 | 1.2946 | 1.3008
| SPS1 | CH | Cars efficiency¦Hydrogen¦New fuel cell cars (100-140 kW) | km/MJ | 0.83001 | 0.83001 | 0.83001 | 0.83001 | 0.85733 | 0.91328 | 0.95252 | 1.0171 | 1.0888 | 1.1498 | 1.2014 | 1.2154
| SPS1 | CH | Cars efficiency¦Hydrogen¦New fuel cell cars (>140 kW) | km/MJ | - | 0.83675 | 0.83675 | 0.83675 | 0.87714 | 0.91677 | 0.96241 | 1.0263 | 1.0916 | 1.1496 | 1.1932 | 1.1947
| SPS1 | CH | Cars efficiency¦Motor Gasoline¦Total¦Conventional gasoline hybrid existing | km/MJ | 0.4938 | 0.50503 | 0.52189 | 0.54998 | - | - | - | - | - | - | - | -
| SPS1 | CH | Cars efficiency¦Motor Gasoline¦Total¦New conventional gasoline hybrid (<60 kW) | km/MJ | 1.1343 | 1.1589 | 1.1559 | 1.1998 | 0.9278 | 0.94737 | 0.94927 | 0.96905 | 0.98954 | 1.1781 | 1.1784 | 1.1784
| SPS1 | CH | Cars efficiency¦Motor Gasoline¦Total¦New conventional gasoline hybrid (60-100 kW) | km/MJ | 1.6034 | 1.895 | 1.876 | 1.929 | 0.82963 | 0.77355 | 0.76815 | 0.83769 | 0.88679 | 0.95478 | 0.98013 | 0.98563
| SPS1 | CH | Cars efficiency¦Motor Gasoline¦Total¦New conventional gasoline hybrid (100-140 kW) | km/MJ | 1.977 | 2.4902 | 2.4873 | 2.5053 | 2.5449 | 0.7207 | 0.73232 | 0.77405 | 0.80911 | 0.85051 | 0.87617 | 0.88881
| SPS1 | CH | Cars efficiency¦Motor Gasoline¦Total¦New conventional gasoline hybrid (>140 kW) | km/MJ | 1.1463 | 1.3263 | 1.3222 | 1.3357 | 1.5365 | 0.70555 | 0.72709 | 0.78269 | 0.79313 | 0.79606 | 0.81117 | 0.86053
| SPS1 | CH | Cars efficiency¦Motor Gasoline¦Total¦Conventional gasoline ICE existing | km/MJ | 0.28604 | 0.29255 | 0.30231 | 0.31859 | - | - | - | - | - | - | - | -
| SPS1 | CH | Cars efficiency¦Motor Gasoline¦Total¦New conventional gasoline ICE (<60 kW) | km/MJ | 0.68282 | 0.6761 | 0.67678 | 0.684 | 0.61156 | 0.63244 | 0.66916 | 0.71266 | 0.77644 | 0.86256 | 0.89918 | 0.91486
| SPS1 | CH | Cars efficiency¦Motor Gasoline¦Total¦New conventional gasoline ICE (60-100 kW) | km/MJ | 0.60633 | 0.60446 | 0.60443 | 0.60917 | 0.60087 | 0.51184 | 0.53008 | 0.57273 | 0.62419 | 0.69522 | 0.72492 | 0.73698
| SPS1 | CH | Cars efficiency¦Motor Gasoline¦Total¦New conventional gasoline ICE (100-140 kW) | km/MJ | 0.51669 | 0.51603 | 0.50748 | 0.50976 | 0.48017 | 0.47152 | 0.47001 | 0.51354 | 0.55691 | 0.6464 | 0.67557 | 0.68569
| SPS1 | CH | Cars efficiency¦Motor Gasoline¦Total¦New conventional gasoline ICE (>140 kW) | km/MJ | 0.44025 | 0.4333 | 0.43403 | 0.43654 | 0.45354 | 0.47907 | 0.51844 | 0.56233 | 0.59879 | 0.64123 | 0.66756 | 0.68363
| SPS1 | CH | Cars efficiency¦Motor Gasoline¦Total¦New mild hybrid gasoline (<60 kW) | km/MJ | - | 0.51838 | 0.5525 | 0.55436 | 0.55497 | 0.56377 | 0.74512 | 0.82575 | 0.89025 | 0.92436 | 0.92436 | 0.92436
| SPS1 | CH | Cars efficiency¦Motor Gasoline¦Total¦New mild hybrid gasoline (60-100 kW) | km/MJ | - | 0.41734 | 0.44425 | 0.46315 | 0.48089 | 0.53293 | 0.61465 | 0.69112 | 0.74311 | 0.77062 | 0.77062 | 0.77062
| SPS1 | CH | Cars efficiency¦Motor Gasoline¦Total¦New mild hybrid gasoline (100-140 kW) | km/MJ | - | 0.38797 | 0.4109 | 0.43032 | 0.45313 | 0.51135 | 0.5831 | 0.65639 | 0.69898 | 0.72049 | 0.72049 | 0.72049
| SPS1 | CH | Cars efficiency¦Motor Gasoline¦Total¦New mild hybrid gasoline (>140 kW) | km/MJ | - | 0.39332 | 0.41994 | 0.45315 | 0.47362 | 0.52797 | 0.60083 | 0.64324 | 0.68737 | 0.71285 | 0.71285 | 0.71285
| SPS1 | CH | Cars efficiency¦Motor Diesel¦Total¦Conventional diesel hybrid existing | km/MJ | bar: 2020 to 2070
| SPS1 | CH | Cars efficiency¦Motor Diesel¦Total¦New conventional diesel hybrid (<60 kW) | km/MJ | 0.41824 | 1.6976 | 1.6964 | 1.6946 | 0.95527 | 0.93537 | 0.96709 | 1.0037 | 1.072 | 1.178 | 1.1626 | 1.1781
| SPS1 | CH | Cars efficiency¦Motor Diesel¦Total¦New conventional diesel hybrid (60-100 kW) | km/MJ | 1.1721 | 2.6806 | 2.4601 | 2.445 | 2.2996 | 1.6916 | 0.81495 | 0.84715 | 0.87223 | 0.96027 | 0.98514 | 0.98522
| SPS1 | CH | Cars efficiency¦Motor Diesel¦Total¦New conventional diesel hybrid (100-140 kW) | km/MJ | 0.89744 | 1.1931 | 1.1886 | 1.2593 | 1.4138 | 0.71627 | 0.73577 | 0.77519 | 0.80843 | 0.85469 | 0.87912 | 0.88841
| SPS1 | CH | Cars efficiency¦Motor Diesel¦Total¦New conventional diesel hybrid (>140 kW) | km/MJ | 1.3456 | 1.5781 | 1.5867 | 1.6203 | 1.5208 | 0.70449 | 0.74703 | 0.77806 | 0.78278 | 0.78743 | 0.79953 | 0.86016
| SPS1 | CH | Cars efficiency¦Motor Diesel¦Total¦Conventional diesel ICE existing | km/MJ | 0.33902 | 0.35391 | 0.37626 | 0.4135 | - | - | - | - | - | - | - | -
| SPS1 | CH | Cars efficiency¦Motor Diesel¦Total¦New conventional diesel ICE (<60 kW) | km/MJ | 0.7499 | 0.7705 | 0.77482 | 0.77351 | 0.68502 | 0.69155 | 0.69217 | 0.69347 | 0.70028 | 0.81706 | 0.85885 | 0.8886
| SPS1 | CH | Cars efficiency¦Motor Diesel¦Total¦New conventional diesel ICE (60-100 kW) | km/MJ | 0.69646 | 0.70375 | 0.70286 | 0.75654 | 0.80971 | 0.53839 | 0.55266 | 0.58997 | 0.62314 | 0.65778 | 0.69203 | 0.71532
| SPS1 | CH | Cars efficiency¦Motor Diesel¦Total¦New conventional diesel ICE (100-140 kW) | km/MJ | 0.52792 | 0.53242 | 0.53196 | 0.54121 | 0.59025 | 0.49799 | 0.51767 | 0.55854 | 0.58339 | 0.608 | 0.64141 | 0.6656
| SPS1 | CH | Cars efficiency¦Motor Diesel¦Total¦New conventional diesel ICE (>140 kW) | km/MJ | 0.46608 | 0.45575 | 0.45676 | 0.4635 | 0.39095 | 0.47079 | 0.48989 | 0.52563 | 0.5474 | 0.5685 | 0.59799 | 0.62138
| SPS1 | CH | Cars efficiency¦Motor Diesel¦Total¦New mild hybrid diesel (<60 kW) | km/MJ | - | 0.56204 | 0.59244 | 0.6259 | 0.63937 | 0.66604 | 0.72536 | 0.76829 | 0.77764 | 0.92147 | 0.92147 | 0.92147
| SPS1 | CH | Cars efficiency¦Motor Diesel¦Total¦New mild hybrid diesel (60-100 kW) | km/MJ | - | 0.4521 | 0.47536 | 0.502 | 0.55403 | 0.58208 | 0.60846 | 0.68066 | 0.73473 | 0.76779 | 0.76779 | 0.76779
| SPS1 | CH | Cars efficiency¦Motor Diesel¦Total¦New mild hybrid diesel (100-140 kW) | km/MJ | - | 0.42028 | 0.43999 | 0.46612 | 0.53261 | 0.58522 | 0.62345 | 0.6524 | 0.69414 | 0.71787 | 0.71787 | 0.71787
| SPS1 | CH | Cars efficiency¦Motor Diesel¦Total¦New mild hybrid diesel (>140 kW) | km/MJ | - | 0.39943 | 0.41491 | 0.43464 | 0.47846 | 0.53345 | 0.57625 | 0.63632 | 0.66145 | 0.67281 | 0.67281 | 0.67281
| SPS1 | CH | Cars efficiency¦Gas¦Conventional gas ICE existing | km/MJ | - | 0 | 0 | 0 | 0 | 0 | 0 | 0 | 0 | 0 | 0 | 0
| SPS1 | CH | Cars efficiency¦Gas¦New conventionalgas ICE (<60 kW) | km/MJ | 0.61545 | 2.3405 | 0.48644 | 0.024047 | 0.0053811 | 0.0034872 | 0.0044972 | 0.0057323 | 0.0089988 | 0.017195 | 0.062483 | 0.12366
| SPS1 | CH | Cars efficiency¦Gas¦New conventional gas ICE (60-100 kW) | km/MJ | 0.66815 | 0.027793 | 0.01252 | 6.4039e-06 | 6.2607e-06 | 1.0635e-05 | 2.19e-05 | 3.0698e-05 | 5.522e-05 | 0.00011671 | 0.00089125 | 0.20735
| SPS1 | CH | Cars efficiency¦Gas¦New conventional gas ICE (100-140 kW) | km/MJ | 0.46783 | 0.089463 | 0.11126 | 0.011505 | 4.9157e-05 | 2.3551e-05 | 2.4951e-05 | 4.2637e-05 | 4.4756e-05 | 3.6673e-05 | 2.8798e-05 | 2.8053e-05
| SPS1 | CH | Cars efficiency¦Gas¦New conventional gas ICE (>140 kW) | km/MJ | 0.68269 | 0.37705 | 0.31494 | 0.037981 | 0.14349 | 0.17327 | 0.17961 | 0.193 | 0.20846 | 0.21158 | 0.20635 | 0.2056
| SPS1 | CH | Fuel consumption in urban buses | PJ/yr. | 0.76485 | 1.348 | 2.2057 | 1.6778 | 1.7037 | 1.774 | 1.8111 | 1.8407 | 1.9066 | 1.973 | 1.8858 | 1.8892
| SPS1 | CH | Fuel consumption in urban buses¦Electricity | PJ/yr. | 0.0047099 | 0.0058858 | 0.0081156 | 0.85617 | 0.827 | 0.78207 | 0.73611 | 0.66515 | 0.64066 | 0.64051 | 0.76438 | 0.8339
| SPS1 | CH | Fuel consumption in urban buses¦Electricity¦Existing electric urban buses | PJ/yr. | 0.00040614 | 0.00047534 | 0.00046959 | 0 | 0 | 0 | 0 | 0 | 0 | 0 | 0 | 0
| SPS1 | CH | Fuel consumption in urban buses¦Electricity¦New electric urban buses (Mini) | PJ/yr. | 3.0252e-06 | 0.00056602 | 0.0014722 | 0.24667 | 0.24434 | 0.25409 | 0.24918 | 0.23995 | 0.24262 | 0.22851 | 0.13083 | 0.097933
| SPS1 | CH | Fuel consumption in urban buses¦Electricity¦New electric urban buses (Midi) | PJ/yr. | 0.00085049 | 0.0015361 | 0.0023801 | 0.12281 | 0.12217 | 0.12589 | 0.12487 | 0.12004 | 0.12124 | 0.12291 | 0.12608 | 0.12543
| SPS1 | CH | Fuel consumption in urban buses¦Electricity¦New electric urban buses (Maxi) | PJ/yr. | 0.0032844 | 0.0031598 | 0.0035313 | 0.48662 | 0.4604 | 0.40196 | 0.36193 | 0.30494 | 0.27663 | 0.28889 | 0.50724 | 0.61018
| SPS1 | CH | Fuel consumption in urban buses¦Electricity¦New electric urban buses (Mega) | PJ/yr. | 0.00016583 | 0.00014854 | 0.00026235 | 7.0222e-05 | 8.7488e-05 | 0.00012943 | 0.00013095 | 0.00023209 | 0.00016618 | 0.00020314 | 0.00022186 | 0.00035457
| SPS1 | CH | Fuel consumption in urban buses¦Hydrogen | PJ/yr. | 0 | 0 | 0 | 7.4582e-07 | 0 | 0 | 0 | 0 | 0 | 0 | 0 | 0
| SPS1 | CH | Fuel consumption in urban buses¦Hydrogen¦New fuel cell urban buses (Mini) | PJ/yr. | 0 | 0 | 0 | 0 | 0 | 0 | 0 | 0 | 0 | 0 | 0 | 0
| SPS1 | CH | Fuel consumption in urban buses¦Hydrogen¦New fuel cell urban buses (Midi) | PJ/yr. | 0 | 0 | 0 | 0 | 0 | 0 | 0 | 0 | 0 | 0 | 0 | 0
| SPS1 | CH | Fuel consumption in urban buses¦Hydrogen¦New fuel cell urban buses (Maxi) | PJ/yr. | 0 | 0 | 0 | 7.4582e-07 | 0 | 0 | 0 | 0 | 0 | 0 | 0 | 0
| SPS1 | CH | Fuel consumption in urban buses¦Hydrogen¦New fuel cell urban buses (Mega) | PJ/yr. | 0 | 0 | 0 | 0 | 0 | 0 | 0 | 0 | 0 | 0 | 0 | 0
| SPS1 | CH | Fuel consumption in urban buses¦Motor Diesel | PJ/yr. | 0.75983 | 1.3416 | 2.1784 | 0.82163 | 0.8767 | 0.9919 | 1.075 | 1.1756 | 1.2659 | 1.3325 | 1.1215 | 1.0553
| SPS1 | CH | Fuel consumption in urban buses¦Motor Diesel¦Fossil liquids | PJ/yr. | 0.74098 | 1.3065 | 2.0807 | 0.79516 | 0.84579 | 0.95317 | 1.0325 | 1.1284 | 1.2147 | 1.2693 | 1.0567 | 0.99082
| SPS1 | CH | Fuel consumption in urban buses¦Motor Diesel¦Synthetic liquids | PJ/yr. | 0.018852 | 0.035159 | 0.09774 | 0.026464 | 0.030907 | 0.03873 | 0.042504 | 0.047146 | 0.051294 | 0.063184 | 0.064749 | 0.064479
| SPS1 | CH | Fuel consumption in urban buses¦Motor Diesel¦Synthetic liquids¦Bioliquids¦Biodiesel | PJ/yr. | 0.018852 | 0.035159 | 0.09774 | 0.026464 | 0.030907 | 0.03873 | 0.042504 | 0.047146 | 0.051294 | 0.063184 | 0.064749 | 0.064479
| SPS1 | CH | Fuel consumption in urban buses¦Motor Diesel¦Synthetic liquids¦PtL¦PtL Diesel | PJ/yr. | 0 | 0 | 0 | 0 | 0 | 0 | 0 | 0 | 0 | 0 | 0 | 0
| SPS1 | CH | Fuel consumption in urban buses¦Motor Diesel¦Total¦New conventional hybrid diesel urban buses (Mini) | PJ/yr. | 0 | 0.0026827 | 0.0029719 | 0.00018306 | 0.00050129 | 0.00073687 | 0.0014632 | 0.0036723 | 0.0068097 | 0.05273 | 0.30669 | 0.40713
| SPS1 | CH | Fuel consumption in urban buses¦Motor Diesel¦Total¦New conventional hybrid diesel urban buses (Midi) | PJ/yr. | 0 | 0.00033325 | 0.00052531 | 0.00036819 | 0.00056418 | 0.00075642 | 0.0012516 | 0.0020767 | 0.0030601 | 0.0049102 | 0.0064751 | 0.018761
| SPS1 | CH | Fuel consumption in urban buses¦Motor Diesel¦Total¦New conventional hybrid diesel urban buses (Maxi) | PJ/yr. | 0 | 0.047344 | 0.58986 | 0.82103 | 0.8756 | 0.99033 | 1.0722 | 1.1698 | 1.256 | 1.2747 | 0.80817 | 0.6292
| SPS1 | CH | Fuel consumption in urban buses¦Motor Diesel¦Total¦New conventional hybrid diesel urban buses (Mega) | PJ/yr. | 0 | 0 | 6.5667e-06 | 8.1296e-07 | 2.4023e-05 | 3.1379e-05 | 4.2687e-05 | 6.8477e-05 | 7.2227e-05 | 7.8139e-05 | 0.00013383 | 0.00020436
| SPS1 | CH | Fuel consumption in urban buses¦Motor Diesel¦Total¦Existing ICE diesel urban buses | PJ/yr. | 0.017339 | 0.017318 | 0.01725 | 0 | 0 | 0 | 0 | 0 | 0 | 0 | 0 | 0
| SPS1 | CH | Fuel consumption in urban buses¦Motor Diesel¦Total¦New conventional ICE diesel urban buses (Mini) | PJ/yr. | 0.00029065 | 0.26542 | 0.47079 | 4.9337e-05 | 5.7055e-07 | 0 | 0 | 0 | 0 | 0 | 0 | 0
| SPS1 | CH | Fuel consumption in urban buses¦Motor Diesel¦Total¦New conventional ICE diesel urban buses (Midi) | PJ/yr. | 0.10989 | 0.13773 | 0.2258 | 0 | 1.0595e-07 | 0 | 0 | 0 | 0 | 0 | 0 | 0
| SPS1 | CH | Fuel consumption in urban buses¦Motor Diesel¦Total¦New conventional ICE diesel urban buses (Maxi) | PJ/yr. | 0.62867 | 0.87067 | 0.87109 | 0 | 1.5435e-05 | 3.7239e-05 | 1.9825e-05 | 0 | 0 | 0 | 0 | 0
| SPS1 | CH | Fuel consumption in urban buses¦Motor Diesel¦Total¦New conventional ICE diesel urban buses (Mega) | PJ/yr. | 0.0036408 | 0.00011928 | 0.00013383 | 0 | 0 | 0 | 0 | 0 | 0 | 0 | 0 | 0
| SPS1 | CH | Fuel consumption in urban buses¦Motor Gas | PJ/yr. | 0.00031577 | 0.00045816 | 0.01912 | 1.7381e-05 | 1.928e-06 | 2.015e-06 | 0 | 0 | 0 | 0 | 0 | 0
| SPS1 | CH | Fuel consumption in urban buses¦Motor Gas¦Fossil gases | PJ/yr. | 0.00029148 | 0.00040088 | 0.018798 | 1.1871e-05 | 0 | 0 | 0 | 0 | 0 | 0 | 0 | 0
| SPS1 | CH | Fuel consumption in urban buses¦Motor Gas¦Synthetic gases | PJ/yr. | 2.4285e-05 | 5.7282e-05 | 0.00032163 | 5.5104e-06 | 0.0010733 | 0.0016684 | 0 | 0 | 0 | 0 | 0 | 0
| SPS1 | CH | Fuel consumption in urban buses¦Motor Gas¦Synthetic gases¦Biogases¦Biogas | PJ/yr. | 2.4285e-05 | 5.7282e-05 | 0.00032163 | 5.5104e-06 | 5.8173e-07 | 6.9695e-08 | 0 | 0 | 0 | 0 | 0 | 0
| SPS1 | CH | Fuel consumption in urban buses¦Motor Gas¦Synthetic gases¦PtG¦PtG gas | PJ/yr. | 0 | 0 | 0 | 0 | 0.0010728 | 0.0016683 | 0 | 0 | 0 | 0 | 0 | 0
| SPS1 | CH | Fuel consumption in urban buses¦Motor Gas¦Total¦Existing ICE Gas urban buses | PJ/yr. | 0.00031577 | 0.00031697 | 0.000316 | 0 | 0 | 0 | 0 | 0 | 0 | 0 | 0 | 0
| SPS1 | CH | Fuel consumption in urban buses¦Motor Gas¦Total¦New conventional ICE gas urban buses (Mini) | PJ/yr. | 0 | 6.6744e-05 | 0.00084791 | 0 | 0 | 0 | 0 | 0 | 0 | 0 | 0 | 0
| SPS1 | CH | Fuel consumption in urban buses¦Motor Gas¦Total¦New conventional ICE gas urban buses (Midi) | PJ/yr. | 0 | 4.5564e-05 | 0.017693 | 0 | 0 | 0 | 0 | 0 | 0 | 0 | 0 | 0
| SPS1 | CH | Fuel consumption in urban buses¦Motor Gas¦Total¦New conventional ICE gas urban buses (Maxi) | PJ/yr. | 0 | 2.8884e-05 | 0.0002591 | 1.7381e-05 | 1.928e-06 | 2.015e-06 | 0 | 0 | 0 | 0 | 0 | 0
| SPS1 | CH | Fuel consumption in urban buses¦Motor Gas¦Total¦New conventional ICE gas urban buses (Mega) | PJ/yr. | 0 | 0 | 3.4234e-06 | 0 | 0 | 0 | 0 | 0 | 0 | 0 | 0 | 0
| SPS1 | CH | Urban buses mileage | billion km/yr. | 0.29539 | 0.30118 | 0.30988 | 0.32432 | 0.33846 | 0.35286 | 0.36516 | 0.37745 | 0.38805 | 0.39909 | 0.41129 | 0.42533
| SPS1 | CH | Urban buses mileage¦Electricity¦Existing electric urban buses | billion km/yr. | 0.001702 | 0.0016037 | 0.0010089 | 0 | 0 | 0 | 0 | 0 | 0 | 0 | 0 | 0
| SPS1 | CH | Urban buses mileage¦Electricity¦New electric urban buses (Mini) | billion km/yr. | 1.1456e-06 | 0.00022208 | 0.00059646 | 0.11034 | 0.11509 | 0.11993 | 0.12396 | 0.12761 | 0.13052 | 0.12394 | 0.070956 | 0.053115
| SPS1 | CH | Urban buses mileage¦Electricity¦New electric urban buses (Midi) | billion km/yr. | 0.00023404 | 0.00042718 | 0.00067955 | 0.039796 | 0.041499 | 0.043236 | 0.044667 | 0.046037 | 0.047175 | 0.048231 | 0.049477 | 0.049222
| SPS1 | CH | Urban buses mileage¦Electricity¦New electric urban buses (Maxi) | billion km/yr. | 0.00060095 | 0.00058711 | 0.00066091 | 0.10506 | 0.10052 | 0.095031 | 0.087317 | 0.078962 | 0.072366 | 0.07573 | 0.13297 | 0.15995
| SPS1 | CH | Urban buses mileage¦Electricity¦New electric urban buses (Mega) | billion km/yr. | 2.0229e-05 | 1.8451e-05 | 3.3314e-05 | 9.8535e-06 | 1.319e-05 | 2.0316e-05 | 2.1602e-05 | 4.009e-05 | 2.916e-05 | 3.5646e-05 | 3.8931e-05 | 6.2218e-05
| SPS1 | CH | Urban buses mileage¦Hydrogen¦New fuel cell urban buses (Mini) | billion km/yr. | 0 | 0 | 0 | 0 | 0 | 0 | 0 | 0 | 0 | 0 | 0 | 0
| SPS1 | CH | Urban buses mileage¦Hydrogen¦New fuel cell urban buses (Midi) | billion km/yr. | 0 | 0 | 0 | 0 | 0 | 0 | 0 | 0 | 0 | 0 | 0 | 0
| SPS1 | CH | Urban buses mileage¦Hydrogen¦New fuel cell urban buses (Maxi) | billion km/yr. | 0 | 0 | 0 | 8.4358e-08 | 0 | 0 | 0 | 0 | 0 | 0 | 0 | 0
| SPS1 | CH | Urban buses mileage¦Hydrogen¦New fuel cell urban buses (Mega) | billion km/yr. | 0 | 0 | 0 | 0 | 0 | 0 | 0 | 0 | 0 | 0 | 0 | 0
| SPS1 | CH | Urban buses mileage¦Motor Diesel¦Total¦New conventional hybrid diesel urban buses (Mini) | billion km/yr. | 0 | 0.00043598 | 0.00048544 | 3.2125e-05 | 9.5798e-05 | 0.00014661 | 0.00030701 | 0.0008145 | 0.0015276 | 0.011861 | 0.068985 | 0.091577
| SPS1 | CH | Urban buses mileage¦Motor Diesel¦Total¦New conventional hybrid diesel urban buses (Midi) | billion km/yr. | 0 | 3.8821e-05 | 6.229e-05 | 4.5875e-05 | 7.6295e-05 | 0.00010794 | 0.00018733 | 0.00032806 | 0.0004911 | 0.00079161 | 0.0010439 | 0.0030246
| SPS1 | CH | Urban buses mileage¦Motor Diesel¦Total¦New conventional hybrid diesel urban buses (Maxi) | billion km/yr. | 0 | 0.003704 | 0.048301 | 0.069035 | 0.081165 | 0.094378 | 0.1087 | 0.12365 | 0.13594 | 0.1385 | 0.087807 | 0.068362
| SPS1 | CH | Urban buses mileage¦Motor Diesel¦Total¦New conventional hybrid diesel urban buses (Mega) | billion km/yr. | 0 | 0 | 3.4904e-07 | 4.507e-08 | 1.5181e-06 | 2.0405e-06 | 2.9602e-06 | 4.96e-06 | 5.304e-06 | 5.7382e-06 | 9.8277e-06 | 1.5007e-05
| SPS1 | CH | Urban buses mileage¦Motor Diesel¦Total¦Existing ICE diesel urban buses | billion km/yr. | 0.2422 | 0.19378 | 0.12111 | 0 | 0 | 0 | 0 | 0 | 0 | 0 | 0 | 0
| SPS1 | CH | Urban buses mileage¦Motor Diesel¦Total¦New conventional ICE diesel urban buses (Mini) | billion km/yr. | 3.6017e-05 | 0.034109 | 0.061918 | 6.1138e-06 | 8.8344e-08 | 0 | 0 | 0 | 0 | 0 | 0 | 0
| SPS1 | CH | Urban buses mileage¦Motor Diesel¦Total¦New conventional ICE diesel urban buses (Midi) | billion km/yr. | 0.0096112 | 0.012098 | 0.020477 | 0 | 1.0084e-08 | 0 | 0 | 0 | 0 | 0 | 0 | 0
| SPS1 | CH | Urban buses mileage¦Motor Diesel¦Total¦New conventional ICE diesel urban buses (Maxi) | billion km/yr. | 0.036431 | 0.050592 | 0.050617 | 0 | 1.096e-06 | 2.7529e-06 | 1.5135e-06 | 0 | 0 | 0 | 0 | 0
| SPS1 | CH | Urban buses mileage¦Motor Diesel¦Total¦New conventional ICE diesel urban buses (Mega) | billion km/yr. | 0.00014071 | 4.6279e-06 | 5.2157e-06 | 0 | 0 | 0 | 0 | 0 | 0 | 0 | 0 | 0
| SPS1 | CH | Urban buses mileage¦Motor Gas¦Total¦Existing ICE Gas urban buses | billion km/yr. | 0.0044109 | 0.0035459 | 0.0022165 | 0 | 0 | 0 | 0 | 0 | 0 | 0 | 0 | 0
| SPS1 | CH | Urban buses mileage¦Motor Gas¦Total¦New conventional ICE gas urban buses (Mini) | billion km/yr. | 0 | 8.0251e-06 | 0.00010699 | 0 | 0 | 0 | 0 | 0 | 0 | 0 | 0 | 0
| SPS1 | CH | Urban buses mileage¦Motor Gas¦Total¦New conventional ICE gas urban buses (Midi) | billion km/yr. | 0 | 3.8728e-06 | 0.0015819 | 0 | 0 | 0 | 0 | 0 | 0 | 0 | 0 | 0
| SPS1 | CH | Urban buses mileage¦Motor Gas¦Total¦New conventional ICE gas urban buses (Maxi) | billion km/yr. | 0 | 1.6297e-06 | 1.5231e-05 | 1.0112e-06 | 1.2598e-07 | 1.3622e-07 | 0 | 0 | 0 | 0 | 0 | 0
| SPS1 | CH | Urban buses mileage¦Motor Gas¦Total¦New conventional ICE gas urban buses (Mega) | billion km/yr. | 0 | 0 | 1.3582e-07 | 0 | 0 | 0 | 0 | 0 | 0 | 0 | 0 | 0
| SPS1 | CH | Urban buses efficiency | km/MJ | bar: 2020 to 2070
| SPS1 | CH | Urban buses efficiency¦Electricity¦Existing electric urban buses | km/MJ | 4.1906 | 3.3738 | 2.1485 | - | - | - | - | - | - | - | - | -
| SPS1 | CH | Urban buses efficiency¦Electricity¦New electric urban buses (Mini) | km/MJ | 0.37869 | 0.39235 | 0.40515 | 0.44731 | 0.47103 | 0.472 | 0.49746 | 0.53184 | 0.53793 | 0.54236 | 0.54236 | 0.54236
| SPS1 | CH | Urban buses efficiency¦Electricity¦New electric urban buses (Midi) | km/MJ | 0.27518 | 0.2781 | 0.28551 | 0.32405 | 0.33969 | 0.34343 | 0.35772 | 0.38352 | 0.38912 | 0.39242 | 0.39242 | 0.39242
| SPS1 | CH | Urban buses efficiency¦Electricity¦New electric urban buses (Maxi) | km/MJ | 0.18297 | 0.18581 | 0.18716 | 0.2159 | 0.21833 | 0.23642 | 0.24125 | 0.25894 | 0.2616 | 0.26214 | 0.26214 | 0.26214
| SPS1 | CH | Urban buses efficiency¦Electricity¦New electric urban buses (Mega) | km/MJ | 0.12199 | 0.12422 | 0.12698 | 0.14032 | 0.15077 | 0.15696 | 0.16496 | 0.17273 | 0.17548 | 0.17548 | 0.17548 | 0.17548
| SPS1 | CH | Urban buses efficiency¦Hydrogen¦New fuel cell urban buses (Mini) | km/MJ | bar: 2020 to 2070
| SPS1 | CH | Urban buses efficiency¦Hydrogen¦New fuel cell urban buses (Midi) | km/MJ | bar: 2020 to 2070
| SPS1 | CH | Urban buses efficiency¦Hydrogen¦New fuel cell urban buses (Maxi) | km/MJ | - | - | - | 0.11311 | - | - | - | - | - | - | - | -
| SPS1 | CH | Urban buses efficiency¦Hydrogen¦New fuel cell urban buses (Mega) | km/MJ | bar: 2020 to 2070
| SPS1 | CH | Urban buses efficiency¦Motor Diesel¦Total¦New conventional hybrid diesel urban buses (Mini) | km/MJ | - | 0.16251 | 0.16334 | 0.17549 | 0.1911 | 0.19896 | 0.20981 | 0.2218 | 0.22433 | 0.22493 | 0.22493 | 0.22493
| SPS1 | CH | Urban buses efficiency¦Motor Diesel¦Total¦New conventional hybrid diesel urban buses (Midi) | km/MJ | - | 0.11649 | 0.11858 | 0.1246 | 0.13523 | 0.1427 | 0.14967 | 0.15797 | 0.16049 | 0.16122 | 0.16122 | 0.16122
| SPS1 | CH | Urban buses efficiency¦Motor Diesel¦Total¦New conventional hybrid diesel urban buses (Maxi) | km/MJ | - | 0.078236 | 0.081884 | 0.084084 | 0.092697 | 0.095299 | 0.10138 | 0.10571 | 0.10823 | 0.10865 | 0.10865 | 0.10865
| SPS1 | CH | Urban buses efficiency¦Motor Diesel¦Total¦New conventional hybrid diesel urban buses (Mega) | km/MJ | - | - | 0.053153 | 0.055439 | 0.063195 | 0.065026 | 0.069347 | 0.072433 | 0.073435 | 0.073435 | 0.073435 | 0.073435
| SPS1 | CH | Urban buses efficiency¦Motor Diesel¦Total¦Existing ICE diesel urban buses | km/MJ | 13.9687 | 11.1896 | 7.021 | - | - | - | - | - | - | - | - | -
| SPS1 | CH | Urban buses efficiency¦Motor Diesel¦Total¦New conventional ICE diesel urban buses (Mini) | km/MJ | 0.12392 | 0.12851 | 0.13152 | 0.12392 | 0.15484 | - | - | - | - | - | - | -
| SPS1 | CH | Urban buses efficiency¦Motor Diesel¦Total¦New conventional ICE diesel urban buses (Midi) | km/MJ | 0.087466 | 0.087834 | 0.090684 | - | 0.095183 | - | - | - | - | - | - | -
| SPS1 | CH | Urban buses efficiency¦Motor Diesel¦Total¦New conventional ICE diesel urban buses (Maxi) | km/MJ | 0.05795 | 0.058107 | 0.058108 | - | 0.071008 | 0.073926 | 0.076341 | - | - | - | - | -
| SPS1 | CH | Urban buses efficiency¦Motor Diesel¦Total¦New conventional ICE diesel urban buses (Mega) | km/MJ | 0.038646 | 0.038799 | 0.038974 | - | - | - | - | - | - | - | - | -
| SPS1 | CH | Urban buses efficiency¦Motor Gas¦Total¦Existing ICE Gas urban buses | km/MJ | 13.9687 | 11.187 | 7.0145 | - | - | - | - | - | - | - | - | -
| SPS1 | CH | Urban buses efficiency¦Motor Gas¦Total¦New conventional ICE gas urban buses (Mini) | km/MJ | - | 0.12024 | 0.12619 | - | - | - | - | - | - | - | - | -
| SPS1 | CH | Urban buses efficiency¦Motor Gas¦Total¦New conventional ICE gas urban buses (Midi) | km/MJ | - | 0.084998 | 0.089408 | - | - | - | - | - | - | - | - | -
| SPS1 | CH | Urban buses efficiency¦Motor Gas¦Total¦New conventional ICE gas urban buses (Maxi) | km/MJ | - | 0.056422 | 0.058786 | 0.058179 | 0.065339 | 0.067603 | - | - | - | - | - | -
| SPS1 | CH | Urban buses efficiency¦Motor Gas¦Total¦New conventional ICE gas urban buses (Mega) | km/MJ | - | - | 0.039674 | - | - | - | - | - | - | - | - | -
| SPS1 | CH | Fuel consumption in coaches | PJ/yr. | 0.81467 | 0.84865 | 1.0201 | 0.59759 | 0.58444 | 0.54956 | 0.53284 | 0.50291 | 0.5168 | 0.53715 | 0.55926 | 0.57333
| SPS1 | CH | Fuel consumption in coaches¦Electricity | PJ/yr. | 0.00099355 | 0.0011755 | 0.0017609 | 0.23034 | 0.2244 | 0.21795 | 0.20995 | 0.19756 | 0.19355 | 0.19231 | 0.19268 | 0.19815
| SPS1 | CH | Fuel consumption in coaches¦Electricity¦Existing electric coaches | PJ/yr. | 0 | 0 | 0 | 0 | 0 | 0 | 0 | 0 | 0 | 0 | 0 | 0
| SPS1 | CH | Fuel consumption in coaches¦Electricity¦New electric coaches (Mini) | PJ/yr. | 0.00021074 | 0.00031281 | 0.00049661 | 0.14449 | 0.13606 | 0.13547 | 0.12899 | 0.11859 | 0.11882 | 0.11559 | 0.11758 | 0.11437
| SPS1 | CH | Fuel consumption in coaches¦Electricity¦New electric coaches (Midi) | PJ/yr. | 0.00054831 | 0.00047716 | 0.00071129 | 0.085264 | 0.087247 | 0.080752 | 0.078666 | 0.075887 | 0.071168 | 0.071657 | 0.06664 | 0.062737
| SPS1 | CH | Fuel consumption in coaches¦Electricity¦New electric coaches (Maxi) | PJ/yr. | 0.00023449 | 0.00034396 | 0.00045196 | 0.00053768 | 0.0010088 | 0.0016154 | 0.0021877 | 0.0029288 | 0.0034275 | 0.0049235 | 0.0082695 | 0.02078
| SPS1 | CH | Fuel consumption in coaches¦Electricity¦New electric coaches (Mega) | PJ/yr. | 0 | 4.1549e-05 | 0.00010102 | 5.3382e-05 | 8.4329e-05 | 0.00011815 | 0.00010963 | 0.00015307 | 0.00013108 | 0.00014694 | 0.00018817 | 0.00026801
| SPS1 | CH | Fuel consumption in coaches¦Hydrogen | PJ/yr. | 0 | 0 | 0 | 0 | 0 | 0 | 0 | 0 | 0 | 0 | 0 | 0
| SPS1 | CH | Fuel consumption in coaches¦Hydrogen¦New fuel cell coaches (Mini) | PJ/yr. | 0 | 0 | 0 | 0 | 0 | 0 | 0 | 0 | 0 | 0 | 0 | 0
| SPS1 | CH | Fuel consumption in coaches¦Hydrogen¦New fuel cell coaches (Midi) | PJ/yr. | 0 | 0 | 0 | 0 | 0 | 0 | 0 | 0 | 0 | 0 | 0 | 0
| SPS1 | CH | Fuel consumption in coaches¦Hydrogen¦New fuel cell coaches (Maxi) | PJ/yr. | 0 | 0 | 0 | 0 | 0 | 0 | 0 | 0 | 0 | 0 | 0 | 0
| SPS1 | CH | Fuel consumption in coaches¦Hydrogen¦New fuel cell coaches (Mega) | PJ/yr. | 0 | 0 | 0 | 0 | 0 | 0 | 0 | 0 | 0 | 0 | 0 | 0
| SPS1 | CH | Fuel consumption in coaches¦Motor Diesel | PJ/yr. | 0.81354 | 0.84722 | 1.0172 | 0.36725 | 0.36004 | 0.3316 | 0.32289 | 0.30535 | 0.32326 | 0.34483 | 0.36658 | 0.37517
| SPS1 | CH | Fuel consumption in coaches¦Motor Diesel¦Fossil liquids | PJ/yr. | 0.79335 | 0.82502 | 0.97157 | 0.35542 | 0.34735 | 0.31866 | 0.31012 | 0.2931 | 0.31016 | 0.32848 | 0.34542 | 0.35225
| SPS1 | CH | Fuel consumption in coaches¦Motor Diesel¦Synthetic liquids | PJ/yr. | 0.020185 | 0.022203 | 0.045639 | 0.011829 | 0.012693 | 0.012948 | 0.012767 | 0.012246 | 0.013098 | 0.016352 | 0.021165 | 0.022923
| SPS1 | CH | Fuel consumption in coaches¦Motor Diesel¦Synthetic liquids¦Bioliquids¦Biodiesel | PJ/yr. | 0.020185 | 0.022203 | 0.045639 | 0.011829 | 0.012693 | 0.012948 | 0.012767 | 0.012246 | 0.013098 | 0.016352 | 0.021165 | 0.022923
| SPS1 | CH | Fuel consumption in coaches¦Motor Diesel¦Synthetic liquids¦PtL¦PtL Diesel | PJ/yr. | 0 | 0 | 0 | 0 | 0 | 0 | 0 | 0 | 0 | 0 | 0 | 0
| SPS1 | CH | Fuel consumption in coaches¦Motor Diesel¦Total¦New conventional hybrid diesel coaches (Mini) | PJ/yr. | 0 | 0.0010735 | 0.001349 | 0.00065138 | 0.0041456 | 0.0050767 | 0.0070384 | 0.010241 | 0.015271 | 0.029103 | 0.03278 | 0.048631
| SPS1 | CH | Fuel consumption in coaches¦Motor Diesel¦Total¦New conventional hybrid diesel coaches (Midi) | PJ/yr. | 0 | 0.00025875 | 0.053023 | 0.22934 | 0.22172 | 0.20404 | 0.19779 | 0.18648 | 0.19845 | 0.20661 | 0.22936 | 0.24901
| SPS1 | CH | Fuel consumption in coaches¦Motor Diesel¦Total¦New conventional hybrid diesel coaches (Maxi) | PJ/yr. | 0 | 0.00014684 | 0.0026001 | 0.13726 | 0.13416 | 0.12246 | 0.11803 | 0.10857 | 0.10948 | 0.10906 | 0.10434 | 0.077372
| SPS1 | CH | Fuel consumption in coaches¦Motor Diesel¦Total¦New conventional hybrid diesel coaches (Mega) | PJ/yr. | 0 | 0 | 2.5508e-06 | 1.3682e-06 | 1.7193e-05 | 2.5689e-05 | 2.8268e-05 | 5.0152e-05 | 5.0735e-05 | 5.6372e-05 | 0.00010258 | 0.00016254
| SPS1 | CH | Fuel consumption in coaches¦Motor Diesel¦Total¦Existing ICE diesel coaches | PJ/yr. | 0.0060272 | 0.006013 | 0.0059688 | 0 | 0 | 0 | 0 | 0 | 0 | 0 | 0 | 0
| SPS1 | CH | Fuel consumption in coaches¦Motor Diesel¦Total¦New conventional ICE diesel coaches (Mini) | PJ/yr. | 0.11339 | 0.31141 | 0.37915 | 0 | 0 | 0 | 0 | 0 | 0 | 0 | 0 | 0
| SPS1 | CH | Fuel consumption in coaches¦Motor Diesel¦Total¦New conventional ICE diesel coaches (Midi) | PJ/yr. | 0.51943 | 0.39976 | 0.41984 | 0 | 0 | 0 | 0 | 0 | 0 | 0 | 0 | 0
| SPS1 | CH | Fuel consumption in coaches¦Motor Diesel¦Total¦New conventional ICE diesel coaches (Maxi) | PJ/yr. | 0.16142 | 0.12846 | 0.15517 | 0 | 2.9523e-07 | 0 | 0 | 0 | 0 | 0 | 0 | 0
| SPS1 | CH | Fuel consumption in coaches¦Motor Diesel¦Total¦New conventional ICE diesel coaches (Mega) | PJ/yr. | 0.013269 | 9.2973e-05 | 0.00011388 | 0 | 0 | 0 | 0 | 0 | 0 | 0 | 0 | 0
| SPS1 | CH | Fuel consumption in coaches¦Motor Gas | PJ/yr. | 0.00013699 | 0.00025523 | 0.0011739 | 0 | 0 | 0 | 0 | 0 | 0 | 0 | 0 | 0
| SPS1 | CH | Fuel consumption in coaches¦Motor Gas¦Fossil gases | PJ/yr. | 0.00012645 | 0.00022332 | 0.0011541 | 0 | 0 | 0 | 0 | 0 | 0 | 0 | 0 | 0
| SPS1 | CH | Fuel consumption in coaches¦Motor Gas¦Synthetic gases | PJ/yr. | 1.0535e-05 | 3.191e-05 | 1.9746e-05 | 0 | 0 | 0 | 0 | 0 | 0 | 0 | 0 | 0
| SPS1 | CH | Fuel consumption in coaches¦Motor Gas¦Synthetic gases¦Biogases¦Biogas | PJ/yr. | 1.0535e-05 | 3.191e-05 | 1.9746e-05 | 0 | 0 | 0 | 0 | 0 | 0 | 0 | 0 | 0
| SPS1 | CH | Fuel consumption in coaches¦Motor Gas¦Synthetic gases¦PtG¦PtG gas | PJ/yr. | 0 | 0 | 0 | 0 | 0 | 0 | 0 | 0 | 0 | 0 | 0 | 0
| SPS1 | CH | Fuel consumption in coaches¦Motor Gas¦Total¦Existing ICE Gas coaches | PJ/yr. | 0.00013699 | 0.00013716 | 0.00013628 | 0 | 0 | 0 | 0 | 0 | 0 | 0 | 0 | 0
| SPS1 | CH | Fuel consumption in coaches¦Motor Gas¦Total¦New conventional ICE gas coaches (Mini) | PJ/yr. | 0 | 6.6527e-05 | 0.00057409 | 0 | 0 | 0 | 0 | 0 | 0 | 0 | 0 | 0
| SPS1 | CH | Fuel consumption in coaches¦Motor Gas¦Total¦New conventional ICE gas coaches (Midi) | PJ/yr. | 0 | 3.751e-05 | 0.00031163 | 0 | 0 | 0 | 0 | 0 | 0 | 0 | 0 | 0
| SPS1 | CH | Fuel consumption in coaches¦Motor Gas¦Total¦New conventional ICE gas coaches (Maxi) | PJ/yr. | 0 | 1.403e-05 | 0.00015085 | 0 | 0 | 0 | 0 | 0 | 0 | 0 | 0 | 0
| SPS1 | CH | Fuel consumption in coaches¦Motor Gas¦Total¦New conventional ICE gas coaches (Mega) | PJ/yr. | 0 | 0 | 1.015e-06 | 0 | 0 | 0 | 0 | 0 | 0 | 0 | 0 | 0
| SPS1 | CH | Coaches mileage | billion km/yr. | 0.13096 | 0.13166 | 0.13271 | 0.13443 | 0.13465 | 0.13474 | 0.13508 | 0.1354 | 0.1397 | 0.14383 | 0.14782 | 0.15164
| SPS1 | CH | Coaches mileage¦Electricity¦Existing electric coaches | billion km/yr. | 0 | 0 | 0 | 0 | 0 | 0 | 0 | 0 | 0 | 0 | 0 | 0
| SPS1 | CH | Coaches mileage¦Electricity¦New electric coaches (Mini) | billion km/yr. | 7.9807e-05 | 0.00012036 | 0.00019725 | 0.064616 | 0.064028 | 0.063868 | 0.063565 | 0.062916 | 0.063829 | 0.06269 | 0.063769 | 0.062029
| SPS1 | CH | Coaches mileage¦Electricity¦New electric coaches (Midi) | billion km/yr. | 0.00015089 | 0.00013313 | 0.00020285 | 0.027633 | 0.028341 | 0.028292 | 0.028458 | 0.02879 | 0.027798 | 0.028119 | 0.026151 | 0.024619
| SPS1 | CH | Coaches mileage¦Electricity¦New electric coaches (Maxi) | billion km/yr. | 4.2905e-05 | 6.3493e-05 | 8.4679e-05 | 0.00010928 | 0.00022719 | 0.0003769 | 0.00053717 | 0.00075207 | 0.00089609 | 0.0012907 | 0.0021678 | 0.0054472
| SPS1 | CH | Coaches mileage¦Electricity¦New electric coaches (Mega) | billion km/yr. | 0 | 5.2532e-06 | 1.3089e-05 | 7.6031e-06 | 1.2742e-05 | 1.8578e-05 | 1.8127e-05 | 2.6439e-05 | 2.3002e-05 | 2.5784e-05 | 3.3019e-05 | 4.7029e-05
| SPS1 | CH | Coaches mileage¦Hydrogen¦New fuel cell coaches (Mini) | billion km/yr. | 0 | 0 | 0 | 0 | 0 | 0 | 0 | 0 | 0 | 0 | 0 | 0
| SPS1 | CH | Coaches mileage¦Hydrogen¦New fuel cell coaches (Midi) | billion km/yr. | 0 | 0 | 0 | 0 | 0 | 0 | 0 | 0 | 0 | 0 | 0 | 0
| SPS1 | CH | Coaches mileage¦Hydrogen¦New fuel cell coaches (Maxi) | billion km/yr. | 0 | 0 | 0 | 0 | 0 | 0 | 0 | 0 | 0 | 0 | 0 | 0
| SPS1 | CH | Coaches mileage¦Hydrogen¦New fuel cell coaches (Mega) | billion km/yr. | 0 | 0 | 0 | 0 | 0 | 0 | 0 | 0 | 0 | 0 | 0 | 0
| SPS1 | CH | Coaches mileage¦Motor Diesel¦Total¦New conventional hybrid diesel coaches (Mini) | billion km/yr. | 0 | 0.00017446 | 0.0002216 | 0.00011377 | 0.00080007 | 0.00099872 | 0.0014618 | 0.0022602 | 0.0034187 | 0.0065462 | 0.0073733 | 0.010939
| SPS1 | CH | Coaches mileage¦Motor Diesel¦Total¦New conventional hybrid diesel coaches (Midi) | billion km/yr. | 0 | 3.0143e-05 | 0.0064861 | 0.029782 | 0.029165 | 0.029254 | 0.029229 | 0.029038 | 0.031865 | 0.03331 | 0.036978 | 0.040145
| SPS1 | CH | Coaches mileage¦Motor Diesel¦Total¦New conventional hybrid diesel coaches (Maxi) | billion km/yr. | 0 | 1.1488e-05 | 0.00021313 | 0.012173 | 0.012074 | 0.011933 | 0.011804 | 0.011618 | 0.011868 | 0.01185 | 0.011336 | 0.0084065
| SPS1 | CH | Coaches mileage¦Motor Diesel¦Total¦New conventional hybrid diesel coaches (Mega) | billion km/yr. | 0 | 0 | 1.3456e-07 | 7.5851e-08 | 1.086e-06 | 1.6732e-06 | 1.9605e-06 | 3.6353e-06 | 3.7257e-06 | 4.1397e-06 | 7.5328e-06 | 1.1936e-05
| SPS1 | CH | Coaches mileage¦Motor Diesel¦Total¦Existing ICE diesel coaches | billion km/yr. | 0.059972 | 0.047982 | 0.029987 | 0 | 0 | 0 | 0 | 0 | 0 | 0 | 0 | 0
| SPS1 | CH | Coaches mileage¦Motor Diesel¦Total¦New conventional ICE diesel coaches (Mini) | billion km/yr. | 0.014051 | 0.039455 | 0.048627 | 0 | 0 | 0 | 0 | 0 | 0 | 0 | 0 | 0
| SPS1 | CH | Coaches mileage¦Motor Diesel¦Total¦New conventional ICE diesel coaches (Midi) | billion km/yr. | 0.045433 | 0.035103 | 0.036863 | 0 | 0 | 0 | 0 | 0 | 0 | 0 | 0 | 0
| SPS1 | CH | Coaches mileage¦Motor Diesel¦Total¦New conventional ICE diesel coaches (Maxi) | billion km/yr. | 0.0093544 | 0.0074736 | 0.0090222 | 0 | 2.0128e-08 | 0 | 0 | 0 | 0 | 0 | 0 | 0
| SPS1 | CH | Coaches mileage¦Motor Diesel¦Total¦New conventional ICE diesel coaches (Mega) | billion km/yr. | 0.00051282 | 3.6092e-06 | 4.427e-06 | 0 | 0 | 0 | 0 | 0 | 0 | 0 | 0 | 0
| SPS1 | CH | Coaches mileage¦Motor Gas¦Total¦Existing ICE Gas coaches | billion km/yr. | 0.001363 | 0.0010941 | 0.00068366 | 0 | 0 | 0 | 0 | 0 | 0 | 0 | 0 | 0
| SPS1 | CH | Coaches mileage¦Motor Gas¦Total¦New conventional ICE gas coaches (Mini) | billion km/yr. | 0 | 7.999e-06 | 7.2278e-05 | 0 | 0 | 0 | 0 | 0 | 0 | 0 | 0 | 0
| SPS1 | CH | Coaches mileage¦Motor Gas¦Total¦New conventional ICE gas coaches (Midi) | billion km/yr. | 0 | 3.1882e-06 | 2.7659e-05 | 0 | 0 | 0 | 0 | 0 | 0 | 0 | 0 | 0
| SPS1 | CH | Coaches mileage¦Motor Gas¦Total¦New conventional ICE gas coaches (Maxi) | billion km/yr. | 0 | 7.9157e-07 | 8.8876e-06 | 0 | 0 | 0 | 0 | 0 | 0 | 0 | 0 | 0
| SPS1 | CH | Coaches mileage¦Motor Gas¦Total¦New conventional ICE gas coaches (Mega) | billion km/yr. | 0 | 0 | 4.0268e-08 | 0 | 0 | 0 | 0 | 0 | 0 | 0 | 0 | 0
| SPS1 | CH | Coaches efficiency | km/MJ | bar: 2020 to 2070
| SPS1 | CH | Coaches efficiency¦Electricity¦Existing electric coaches | km/MJ | bar: 2020 to 2070
| SPS1 | CH | Coaches efficiency¦Electricity¦New electric coaches (Mini) | km/MJ | 0.37869 | 0.38475 | 0.3972 | 0.44722 | 0.47058 | 0.47146 | 0.49279 | 0.53053 | 0.53719 | 0.54236 | 0.54236 | 0.54236
| SPS1 | CH | Coaches efficiency¦Electricity¦New electric coaches (Midi) | km/MJ | 0.27518 | 0.279 | 0.28519 | 0.32408 | 0.32484 | 0.35035 | 0.36176 | 0.37938 | 0.3906 | 0.39242 | 0.39242 | 0.39242
| SPS1 | CH | Coaches efficiency¦Electricity¦New electric coaches (Maxi) | km/MJ | 0.18297 | 0.18459 | 0.18736 | 0.20325 | 0.2252 | 0.23332 | 0.24554 | 0.25679 | 0.26144 | 0.26214 | 0.26214 | 0.26214
| SPS1 | CH | Coaches efficiency¦Electricity¦New electric coaches (Mega) | km/MJ | - | 0.12643 | 0.12957 | 0.14243 | 0.1511 | 0.15724 | 0.16534 | 0.17273 | 0.17548 | 0.17548 | 0.17548 | 0.17548
| SPS1 | CH | Coaches efficiency¦Hydrogen¦New fuel cell coaches (Mini) | km/MJ | bar: 2020 to 2070
| SPS1 | CH | Coaches efficiency¦Hydrogen¦New fuel cell coaches (Midi) | km/MJ | bar: 2020 to 2070
| SPS1 | CH | Coaches efficiency¦Hydrogen¦New fuel cell coaches (Maxi) | km/MJ | bar: 2020 to 2070
| SPS1 | CH | Coaches efficiency¦Hydrogen¦New fuel cell coaches (Mega) | km/MJ | bar: 2020 to 2070
| SPS1 | CH | Coaches efficiency¦Motor Diesel¦Total¦New conventional hybrid diesel coaches (Mini) | km/MJ | - | 0.16251 | 0.16427 | 0.17466 | 0.19299 | 0.19672 | 0.20769 | 0.22069 | 0.22387 | 0.22493 | 0.22493 | 0.22493
| SPS1 | CH | Coaches efficiency¦Motor Diesel¦Total¦New conventional hybrid diesel coaches (Midi) | km/MJ | - | 0.11649 | 0.12233 | 0.12986 | 0.13154 | 0.14338 | 0.14778 | 0.15572 | 0.16057 | 0.16122 | 0.16122 | 0.16122
| SPS1 | CH | Coaches efficiency¦Motor Diesel¦Total¦New conventional hybrid diesel coaches (Maxi) | km/MJ | - | 0.078236 | 0.081971 | 0.088688 | 0.089994 | 0.09744 | 0.10001 | 0.10701 | 0.1084 | 0.10865 | 0.10865 | 0.10865
| SPS1 | CH | Coaches efficiency¦Motor Diesel¦Total¦New conventional hybrid diesel coaches (Mega) | km/MJ | - | - | 0.052751 | 0.055439 | 0.063161 | 0.065134 | 0.069353 | 0.072486 | 0.073435 | 0.073435 | 0.073435 | 0.073435
| SPS1 | CH | Coaches efficiency¦Motor Diesel¦Total¦Existing ICE diesel coaches | km/MJ | 9.9502 | 7.9797 | 5.0239 | - | - | - | - | - | - | - | - | -
| SPS1 | CH | Coaches efficiency¦Motor Diesel¦Total¦New conventional ICE diesel coaches (Mini) | km/MJ | 0.12392 | 0.1267 | 0.12825 | - | - | - | - | - | - | - | - | -
| SPS1 | CH | Coaches efficiency¦Motor Diesel¦Total¦New conventional ICE diesel coaches (Midi) | km/MJ | 0.087466 | 0.087811 | 0.087802 | - | - | - | - | - | - | - | - | -
| SPS1 | CH | Coaches efficiency¦Motor Diesel¦Total¦New conventional ICE diesel coaches (Maxi) | km/MJ | 0.05795 | 0.058177 | 0.058145 | - | 0.068175 | - | - | - | - | - | - | -
| SPS1 | CH | Coaches efficiency¦Motor Diesel¦Total¦New conventional ICE diesel coaches (Mega) | km/MJ | 0.038646 | 0.038819 | 0.038875 | - | - | - | - | - | - | - | - | -
| SPS1 | CH | Coaches efficiency¦Motor Gas¦Total¦Existing ICE Gas coaches | km/MJ | 9.9502 | 7.9768 | 5.0166 | - | - | - | - | - | - | - | - | -
| SPS1 | CH | Coaches efficiency¦Motor Gas¦Total¦New conventional ICE gas coaches (Mini) | km/MJ | - | 0.12024 | 0.1259 | - | - | - | - | - | - | - | - | -
| SPS1 | CH | Coaches efficiency¦Motor Gas¦Total¦New conventional ICE gas coaches (Midi) | km/MJ | - | 0.084998 | 0.088756 | - | - | - | - | - | - | - | - | -
| SPS1 | CH | Coaches efficiency¦Motor Gas¦Total¦New conventional ICE gas coaches (Maxi) | km/MJ | - | 0.056422 | 0.058917 | - | - | - | - | - | - | - | - | -
| SPS1 | CH | Coaches efficiency¦Motor Gas¦Total¦New conventional ICE gas coaches (Mega) | km/MJ | - | - | 0.039674 | - | - | - | - | - | - | - | - | -
| SPS1 | CH | Fuel consumption in trolleybuses | PJ/yr. | 0.28164 | 0.30669 | 0.35079 | 0.44906 | 0.45787 | 0.47069 | 0.47857 | 0.48645 | 0.53042 | 0.56112 | 0.59169 | 0.62178
| SPS1 | CH | Fuel consumption in trolleybuses¦Electricity | PJ/yr. | 0.28164 | 0.30669 | 0.35079 | 0.44906 | 0.45787 | 0.47069 | 0.47857 | 0.48645 | 0.53042 | 0.56112 | 0.59169 | 0.62178
| SPS1 | CH | Fuel consumption in trolleybuses¦Electricity¦Existing trolleybuses | PJ/yr. | 0.28164 | 0.30669 | 0.35079 | 0.44906 | 0.45787 | 0.47069 | 0.47857 | 0.48645 | 0.53042 | 0.56112 | 0.59169 | 0.62178
| SPS1 | CH | Trolleybuses mileage | billion km/yr. | 0.027121 | 0.027782 | 0.028774 | 0.030427 | 0.031024 | 0.031893 | 0.032427 | 0.032961 | 0.03594 | 0.03802 | 0.040091 | 0.04213
| SPS1 | CH | Trolleybuses mileage¦Electricity¦Existing trolleybuses | billion km/yr. | 0.027121 | 0.027782 | 0.028774 | 0.030427 | 0.031024 | 0.031893 | 0.032427 | 0.032961 | 0.03594 | 0.03802 | 0.040091 | 0.04213
| SPS1 | CH | Trolleybuses efficiency | km/MJ | bar: 2020 to 2070
| SPS1 | CH | Trolleybuses efficiency¦Electricity¦Existing trolleybuses | km/MJ | 0.096296 | 0.090588 | 0.082027 | 0.067757 | 0.067757 | 0.067757 | 0.067757 | 0.067757 | 0.067757 | 0.067757 | 0.067757 | 0.067757
| SPS1 | CH | Fuel consumption in trams | PJ/yr. | 0.58773 | 0.61504 | 0.65847 | 0.73827 | 0.75646 | 0.77351 | 0.78633 | 0.79915 | 0.83907 | 0.86191 | 0.88464 | 0.90719
| SPS1 | CH | Fuel consumption in trams¦Electricity | PJ/yr. | 0.58773 | 0.61504 | 0.65847 | 0.73827 | 0.75646 | 0.77351 | 0.78633 | 0.79915 | 0.83907 | 0.86191 | 0.88464 | 0.90719
| SPS1 | CH | Fuel consumption in trams¦Electricity¦Existing trams | PJ/yr. | 0.58773 | 0.61504 | 0.65847 | 0.73827 | 0.75646 | 0.77351 | 0.78633 | 0.79915 | 0.83907 | 0.86191 | 0.88464 | 0.90719
| SPS1 | CH | Trams mileage | billion km/yr. | 0.033478 | 0.034239 | 0.03538 | 0.037281 | 0.0382 | 0.039061 | 0.039709 | 0.040356 | 0.042372 | 0.043525 | 0.044673 | 0.045812
| SPS1 | CH | Trams mileage¦Electricity¦Existing trams | billion km/yr. | 0.033478 | 0.034239 | 0.03538 | 0.037281 | 0.0382 | 0.039061 | 0.039709 | 0.040356 | 0.042372 | 0.043525 | 0.044673 | 0.045812
| SPS1 | CH | Trams efficiency | km/MJ | bar: 2020 to 2070
| SPS1 | CH | Trams efficiency¦Electricity¦Existing trams | km/MJ | 0.056962 | 0.055669 | 0.05373 | 0.050499 | 0.050499 | 0.050499 | 0.050499 | 0.050499 | 0.050499 | 0.050499 | 0.050499 | 0.050499
| SPS1 | CH | Fuel consumption in motorised two wheelers | PJ/yr. | 2.4119 | 1.6973 | 1.6754 | 1.5014 | 1.1734 | 1.072 | 0.94113 | 0.88391 | 0.85519 | 0.83085 | 0.81599 | 0.79833
| SPS1 | CH | Fuel consumption in motorised two wheelers¦Electricity | PJ/yr. | 0.0020252 | 0.0027897 | 0.0028531 | 0.0021473 | 0.00069669 | 0.00079004 | 0.00096731 | 0.0014455 | 0.0021386 | 0.0026986 | 0.0026122 | 0.0034175
| SPS1 | CH | Fuel consumption in motorised two wheelers¦Electricity¦New electric two wheelers (4kW) | PJ/yr. | 0.0015573 | 0.0021226 | 0.0021377 | 0.0014586 | 0.00020097 | 0.00026849 | 0.00041531 | 0.00076029 | 0.0013237 | 0.0017135 | 0.001574 | 0.0021083
| SPS1 | CH | Fuel consumption in motorised two wheelers¦Electricity¦New electric two wheelers (11kW) | PJ/yr. | 0.00035263 | 0.00045211 | 0.00045784 | 0.00039767 | 0.00012429 | 0.00012805 | 0.00017527 | 0.00023668 | 0.00028315 | 0.00036732 | 0.00034517 | 0.0004805
| SPS1 | CH | Fuel consumption in motorised two wheelers¦Electricity¦New electric two wheelers (25kW) | PJ/yr. | 8.1273e-05 | 0.00014648 | 0.00016834 | 0.00018437 | 0.00023298 | 0.00021673 | 0.00018818 | 0.0002465 | 0.0002922 | 0.00033932 | 0.00038755 | 0.00046082
| SPS1 | CH | Fuel consumption in motorised two wheelers¦Electricity¦New electric two wheelers (50kW) | PJ/yr. | 3.4023e-05 | 6.8507e-05 | 8.9198e-05 | 0.00010672 | 0.00013845 | 0.00017678 | 0.00018856 | 0.000202 | 0.00023957 | 0.00027853 | 0.00030547 | 0.00036788
| SPS1 | CH | Fuel consumption in motorised two wheelers¦Hydrogen | PJ/yr. | 0 | 0 | 0 | 8.5129e-05 | 0.0002261 | 0.00036137 | 0.0005414 | 0.00083574 | 0.0010839 | 0.0012886 | 0.001271 | 0.0016991
| SPS1 | CH | Fuel consumption in motorised two wheelers¦Hydrogen¦New fuel cell two wheelers (4kW) | PJ/yr. | 0 | 0 | 0 | 2.5658e-05 | 7.0029e-05 | 0.00010606 | 0.00016871 | 0.00029344 | 0.00042672 | 0.00048389 | 0.00041709 | 0.00058842
| SPS1 | CH | Fuel consumption in motorised two wheelers¦Hydrogen¦New fuel cell two wheelers (11kW) | PJ/yr. | 0 | 0 | 0 | 2.3069e-05 | 5.7991e-05 | 9.2277e-05 | 0.00013191 | 0.00019217 | 0.00022894 | 0.00029334 | 0.00027047 | 0.00038835
| SPS1 | CH | Fuel consumption in motorised two wheelers¦Hydrogen¦New fuel cell two wheelers (25kW) | PJ/yr. | 0 | 0 | 0 | 2.1148e-05 | 6.0103e-05 | 9.8032e-05 | 0.00014078 | 0.00019703 | 0.00023965 | 0.00028333 | 0.00032476 | 0.00039471
| SPS1 | CH | Fuel consumption in motorised two wheelers¦Hydrogen¦New fuel cell two wheelers (50kW) | PJ/yr. | 0 | 0 | 0 | 1.5255e-05 | 3.798e-05 | 6.5002e-05 | 0.00010001 | 0.0001531 | 0.00018857 | 0.00022799 | 0.00025871 | 0.00032764
| SPS1 | CH | Fuel consumption in motorised two wheelers¦Motor Gasoline | PJ/yr. | 2.4099 | 1.6945 | 1.6726 | 1.4992 | 1.1725 | 1.0709 | 0.93962 | 0.88162 | 0.85197 | 0.82687 | 0.81211 | 0.79321
| SPS1 | CH | Fuel consumption in motorised two wheelers¦Motor Gasoline¦Fossil liquids | PJ/yr. | 2.278 | 1.6017 | 1.581 | 1.4003 | 1.1012 | 1.0122 | 0.88818 | 0.83334 | 0.80532 | 0.78158 | 0.76763 | 0.74974
| SPS1 | CH | Fuel consumption in motorised two wheelers¦Motor Gasoline¦Synthetic liquids | PJ/yr. | 0.13192 | 0.092757 | 0.091559 | 0.098915 | 0.071348 | 0.058629 | 0.051445 | 0.048281 | 0.046649 | 0.04529 | 0.044479 | 0.043478
| SPS1 | CH | Fuel consumption in motorised two wheelers¦Motor Gasoline¦Synthetic liquids¦Bioliquids¦Ethanol | PJ/yr. | 0.13192 | 0.092757 | 0.091559 | 0.098915 | 0.071348 | 0.058629 | 0.051445 | 0.048281 | 0.046649 | 0.04529 | 0.044479 | 0.043478
| SPS1 | CH | Fuel consumption in motorised two wheelers¦Motor Gasoline¦Synthetic liquids¦PtL¦PtL Gasoline | PJ/yr. | 0 | 0 | 0 | 0 | 0 | 0 | 0 | 0 | 0 | 0 | 0 | 0
| SPS1 | CH | Fuel consumption in motorised two wheelers¦Motor Gasoline¦Total¦Existing gasoline two wheelers | PJ/yr. | 1.9869 | 0.71327 | 0.69236 | 0.45315 | 0 | 0 | 0 | 0 | 0 | 0 | 0 | 0
| SPS1 | CH | Fuel consumption in motorised two wheelers¦Motor Gasoline¦Total¦New gasoline two wheelers (4kW) | PJ/yr. | 0.044255 | 0.49578 | 0.50138 | 0.62096 | 0.84695 | 0.89375 | 0.91098 | 0.87953 | 0.84977 | 0.82428 | 0.80943 | 0.78968
| SPS1 | CH | Fuel consumption in motorised two wheelers¦Motor Gasoline¦Total¦New gasoline two wheelers (11kW) | PJ/yr. | 0.11219 | 0.16296 | 0.15405 | 0.10185 | 0.010118 | 0.00058943 | 0.00070887 | 0.00083651 | 0.00083905 | 0.00106 | 0.0010099 | 0.0014714
| SPS1 | CH | Fuel consumption in motorised two wheelers¦Motor Gasoline¦Total¦New gasoline two wheelers (25kW) | PJ/yr. | 0.16121 | 0.19673 | 0.19801 | 0.19715 | 0.18887 | 0.054743 | 0.00064477 | 0.00075502 | 0.00081759 | 0.00090748 | 0.001008 | 0.0012396
| SPS1 | CH | Fuel consumption in motorised two wheelers¦Motor Gasoline¦Total¦New gasoline two wheelers (50kW) | PJ/yr. | 0.10538 | 0.12575 | 0.12677 | 0.12608 | 0.12657 | 0.12178 | 0.027286 | 0.0004987 | 0.00054438 | 0.0006169 | 0.00066401 | 0.00082422
| SPS1 | CH | Motorised two wheelers mileage | Billion km/yr. | 1.9491 | 1.9514 | 1.9547 | 1.9603 | 1.9635 | 1.9678 | 1.9436 | 1.9194 | 1.8779 | 1.836 | 1.8018 | 1.7688
| SPS1 | CH | Motorised two wheelers mileage¦Electricity¦New electric two wheelers (4kW) | Billion km/yr. | 0.017284 | 0.023576 | 0.023747 | 0.016218 | 0.0023059 | 0.0031053 | 0.004858 | 0.0090189 | 0.015757 | 0.020414 | 0.018752 | 0.025118
| SPS1 | CH | Motorised two wheelers mileage¦Electricity¦New electric two wheelers (11kW) | Billion km/yr. | 0.0022161 | 0.0028431 | 0.0028807 | 0.0025064 | 0.00080174 | 0.00083806 | 0.0011578 | 0.0015839 | 0.0019065 | 0.0024782 | 0.0023287 | 0.0032417
| SPS1 | CH | Motorised two wheelers mileage¦Electricity¦New electric two wheelers (25kW) | Billion km/yr. | 0.00033242 | 0.00060018 | 0.0006912 | 0.0007595 | 0.00096756 | 0.00091392 | 0.0008126 | 0.0010762 | 0.0012857 | 0.0015028 | 0.0017203 | 0.0020456
| SPS1 | CH | Motorised two wheelers mileage¦Electricity¦New electric two wheelers (50kW) | Billion km/yr. | 0.0001281 | 0.00025866 | 0.00033794 | 0.00040656 | 0.00053201 | 0.00068568 | 0.00074456 | 0.00081545 | 0.00097512 | 0.0011414 | 0.0012573 | 0.001517
| SPS1 | CH | Motorised two wheelers mileage¦Hydrogen¦New fuel cell two wheelers (4kW) | Billion km/yr. | 0 | 0 | 0 | 0.00011903 | 0.0003282 | 0.0005037 | 0.00081279 | 0.0014394 | 0.002104 | 0.0023893 | 0.0020594 | 0.0029054
| SPS1 | CH | Motorised two wheelers mileage¦Hydrogen¦New fuel cell two wheelers (11kW) | Billion km/yr. | 0 | 0 | 0 | 6.2306e-05 | 0.00015805 | 0.00025414 | 0.00036816 | 0.00054428 | 0.00065368 | 0.00083982 | 0.00077433 | 0.0011118
| SPS1 | CH | Motorised two wheelers mileage¦Hydrogen¦New fuel cell two wheelers (25kW) | Billion km/yr. | 0 | 0 | 0 | 3.7233e-05 | 0.00010694 | 0.0001759 | 0.0002554 | 0.00036252 | 0.00044505 | 0.0005299 | 0.00060901 | 0.00074016
| SPS1 | CH | Motorised two wheelers mileage¦Hydrogen¦New fuel cell two wheelers (50kW) | Billion km/yr. | 0 | 0 | 0 | 2.3829e-05 | 5.9986e-05 | 0.00010377 | 0.0001615 | 0.00025058 | 0.00031188 | 0.00037999 | 0.00043326 | 0.00054977
| SPS1 | CH | Motorised two wheelers mileage¦Motor Gasoline¦Existing gasoline two wheelers | Billion km/yr. | 1.5322 | 0.56151 | 0.56174 | 0.38587 | 0 | 0 | 0 | 0 | 0 | 0 | 0 | 0
| SPS1 | CH | Motorised two wheelers mileage¦Motor Gasoline¦New gasoline two wheelers (4kW) | Billion km/yr. | 0.084434 | 0.95392 | 0.96485 | 1.2125 | 1.7235 | 1.8381 | 1.9146 | 1.9023 | 1.8524 | 1.8038 | 1.7713 | 1.728
| SPS1 | CH | Motorised two wheelers mileage¦Motor Gasoline¦New gasoline two wheelers (11kW) | Billion km/yr. | 0.12372 | 0.17995 | 0.17013 | 0.11251 | 0.011236 | 0.00069805 | 0.0008562 | 0.0010318 | 0.0010499 | 0.001333 | 0.00127 | 0.0018504
| SPS1 | CH | Motorised two wheelers mileage¦Motor Gasoline¦New gasoline two wheelers (25kW) | Billion km/yr. | 0.11759 | 0.14365 | 0.14459 | 0.14396 | 0.13793 | 0.040048 | 0.00050931 | 0.0006089 | 0.00066861 | 0.00075126 | 0.00083796 | 0.0010306
| SPS1 | CH | Motorised two wheelers mileage¦Motor Gasoline¦New gasoline two wheelers (50kW) | Billion km/yr. | 0.071217 | 0.085058 | 0.085753 | 0.085289 | 0.085618 | 0.082387 | 0.018503 | 0.00037097 | 0.00041121 | 0.00047152 | 0.00051129 | 0.00063649
| SPS1 | CH | Motorised two wheelers efficiency | km/MJ | bar: 2020 to 2070
| SPS1 | CH | Motorised two wheelers efficiency¦Electricity¦New electric two wheelers (4kW) | km/MJ | 11.0989 | 11.107 | 11.1084 | 11.1191 | 11.4739 | 11.566 | 11.6975 | 11.8625 | 11.9038 | 11.9139 | 11.9139 | 11.9139
| SPS1 | CH | Motorised two wheelers efficiency¦Electricity¦New electric two wheelers (11kW) | km/MJ | 6.2845 | 6.2885 | 6.2919 | 6.3027 | 6.4508 | 6.5449 | 6.6061 | 6.6924 | 6.733 | 6.7466 | 6.7466 | 6.7466
| SPS1 | CH | Motorised two wheelers efficiency¦Electricity¦New electric two wheelers (25kW) | km/MJ | 4.0901 | 4.0975 | 4.106 | 4.1194 | 4.1529 | 4.2169 | 4.3183 | 4.3662 | 4.4001 | 4.4289 | 4.439 | 4.439
| SPS1 | CH | Motorised two wheelers efficiency¦Electricity¦New electric two wheelers (50kW) | km/MJ | 3.7651 | 3.7757 | 3.7887 | 3.8094 | 3.8426 | 3.8788 | 3.9487 | 4.037 | 4.0703 | 4.0979 | 4.116 | 4.1238
| SPS1 | CH | Motorised two wheelers efficiency¦Hydrogen¦New fuel cell two wheelers (4kW) | km/MJ | - | - | - | 4.6391 | 4.6867 | 4.7493 | 4.8178 | 4.9053 | 4.9306 | 4.9376 | 4.9376 | 4.9376
| SPS1 | CH | Motorised two wheelers efficiency¦Hydrogen¦New fuel cell two wheelers (11kW) | km/MJ | - | - | - | 2.7009 | 2.7254 | 2.7541 | 2.7911 | 2.8323 | 2.8552 | 2.8629 | 2.8629 | 2.8629
| SPS1 | CH | Motorised two wheelers efficiency¦Hydrogen¦New fuel cell two wheelers (25kW) | km/MJ | - | - | - | 1.7606 | 1.7793 | 1.7943 | 1.8142 | 1.84 | 1.8571 | 1.8703 | 1.8752 | 1.8752
| SPS1 | CH | Motorised two wheelers efficiency¦Hydrogen¦New fuel cell two wheelers (50kW) | km/MJ | - | - | - | 1.562 | 1.5794 | 1.5964 | 1.6149 | 1.6367 | 1.6539 | 1.6667 | 1.6747 | 1.678
| SPS1 | CH | Motorised two wheelers efficiency¦Motor Gasoline¦Total¦Existing gasoline two wheelers | km/MJ | 0.77117 | 0.78724 | 0.81135 | 0.85153 | - | - | - | - | - | - | - | -
| SPS1 | CH | Motorised two wheelers efficiency¦Motor Gasoline¦Total¦New gasoline two wheelers (4kW) | km/MJ | 1.9079 | 1.9241 | 1.9244 | 1.9527 | 2.0349 | 2.0566 | 2.1017 | 2.1629 | 2.1798 | 2.1883 | 2.1883 | 2.1883
| SPS1 | CH | Motorised two wheelers efficiency¦Motor Gasoline¦Total¦New gasoline two wheelers (11kW) | km/MJ | 1.1028 | 1.1043 | 1.1044 | 1.1047 | 1.1105 | 1.1843 | 1.2078 | 1.2335 | 1.2513 | 1.2576 | 1.2576 | 1.2576
| SPS1 | CH | Motorised two wheelers efficiency¦Motor Gasoline¦Total¦New gasoline two wheelers (25kW) | km/MJ | 0.72943 | 0.73017 | 0.73018 | 0.7302 | 0.73029 | 0.73157 | 0.78991 | 0.80647 | 0.81778 | 0.82786 | 0.83135 | 0.83135
| SPS1 | CH | Motorised two wheelers efficiency¦Motor Gasoline¦Total¦New gasoline two wheelers (50kW) | km/MJ | 0.6758 | 0.67641 | 0.67642 | 0.67644 | 0.67647 | 0.67655 | 0.67809 | 0.74388 | 0.75537 | 0.76435 | 0.77001 | 0.77223
| SPS1 | CH | Fuel consumption in light duty vehicles | PJ/yr. | 16.7115 | 15.6291 | 14.0766 | 11.5821 | 9.6687 | 8.7913 | 9.1597 | 9.5155 | 9.903 | 10.4242 | 11.0066 | 11.66
| SPS1 | CH | Fuel consumption in light duty vehicles¦Electricity | PJ/yr. | 0.07588 | 0.09864 | 0.32274 | 1.2339 | 2.8912 | 5.0976 | 5.2689 | 5.4669 | 5.8133 | 6.3493 | 6.9327 | 7.5467
| SPS1 | CH | Fuel consumption in light duty vehicles¦Electricity¦Existing electric light duty vehicles | PJ/yr. | 0.040502 | 0.03452 | 0.026413 | 0.013167 | 0 | 0 | 0 | 0 | 0 | 0 | 0 | 0
| SPS1 | CH | Fuel consumption in light duty vehicles¦Electricity¦New electric light duty vehicles | PJ/yr. | 0.035378 | 0.064119 | 0.29633 | 1.2207 | 2.8912 | 5.0976 | 5.2689 | 5.4669 | 5.8133 | 6.3493 | 6.9327 | 7.5467
| SPS1 | CH | Fuel consumption in light duty vehicles¦Hydrogen | PJ/yr. | 0 | 4.8295e-05 | 5.9194e-05 | 1.6783e-06 | 5.5476e-07 | 1.1395e-06 | 7.3379e-07 | 8.0542e-07 | 6.9938e-07 | 4.4e-07 | 9.6514e-07 | 1.8137e-06
| SPS1 | CH | Fuel consumption in light duty vehicles¦Hydrogen¦New fuel cell electric light duty vehicles | PJ/yr. | 0 | 4.8295e-05 | 5.9194e-05 | 1.6783e-06 | 5.5476e-07 | 1.1395e-06 | 7.3379e-07 | 8.0542e-07 | 6.9938e-07 | 4.4e-07 | 9.6514e-07 | 1.8137e-06
| SPS1 | CH | Fuel consumption in light duty vehicles¦Motor Gasoline | PJ/yr. | 1.0929 | 1.9722 | 1.4949 | 1.7464 | 1.9814 | 1.183 | 1.301 | 1.4326 | 1.4397 | 1.4515 | 1.4562 | 1.4576
| SPS1 | CH | Fuel consumption in light duty vehicles¦Motor Gasoline¦Fossil liquids | PJ/yr. | 1.033 | 1.8643 | 1.4131 | 1.6312 | 1.8608 | 1.1183 | 1.2298 | 1.3542 | 1.3609 | 1.372 | 1.3765 | 1.3777
| SPS1 | CH | Fuel consumption in light duty vehicles¦Motor Gasoline¦Synthetic liquids | PJ/yr. | 0.059824 | 0.10796 | 0.081833 | 0.11523 | 0.12057 | 0.064771 | 0.071232 | 0.078456 | 0.078832 | 0.079504 | 0.079756 | 0.079895
| SPS1 | CH | Fuel consumption in light duty vehicles¦Motor Gasoline¦Synthetic liquids¦Bioliquids¦Ethanol | PJ/yr. | 0.059824 | 0.10796 | 0.081833 | 0.11523 | 0.12057 | 0.064771 | 0.071232 | 0.078456 | 0.078832 | 0.079504 | 0.079756 | 0.079895
| SPS1 | CH | Fuel consumption in light duty vehicles¦Motor Gasoline¦Synthetic liquids¦PtL¦PtL Gasoline | PJ/yr. | 0 | 0 | 0 | 0 | 0 | 0 | 0 | 0 | 0 | 0 | 0 | 0
| SPS1 | CH | Fuel consumption in light duty vehicles¦Motor Gasoline¦Total¦Existing gasoline light duty vehicles | PJ/yr. | 0.72212 | 1.3946 | 0.56458 | 0.27113 | 0 | 0 | 0 | 0 | 0 | 0 | 0 | 0
| SPS1 | CH | Fuel consumption in light duty vehicles¦Motor Gasoline¦Total¦New gasoline light duty vehicles | PJ/yr. | 0.37074 | 0.57763 | 0.93033 | 1.4753 | 1.9814 | 1.183 | 1.301 | 1.4326 | 1.4397 | 1.4515 | 1.4562 | 1.4576
| SPS1 | CH | Fuel consumption in light duty vehicles¦Motor Diesel | PJ/yr. | 15.5357 | 13.5556 | 12.2554 | 8.6017 | 4.7959 | 2.5105 | 2.5896 | 2.6158 | 2.6499 | 2.6233 | 2.6176 | 2.6555
| SPS1 | CH | Fuel consumption in light duty vehicles¦Motor Diesel¦Fossil liquids | PJ/yr. | 15.1503 | 13.2003 | 11.7055 | 8.3247 | 4.6269 | 2.4125 | 2.4872 | 2.5109 | 2.5425 | 2.4989 | 2.4664 | 2.4933
| SPS1 | CH | Fuel consumption in light duty vehicles¦Motor Diesel¦Synthetic liquids | PJ/yr. | 0.38546 | 0.35524 | 0.54986 | 0.27706 | 0.16907 | 0.098026 | 0.10239 | 0.10491 | 0.10737 | 0.1244 | 0.15113 | 0.16225
| SPS1 | CH | Fuel consumption in light duty vehicles¦Motor Diesel¦Synthetic liquids¦Bioliquids¦Biodiesel | PJ/yr. | 0.38546 | 0.35524 | 0.54986 | 0.27706 | 0.16907 | 0.098026 | 0.10239 | 0.10491 | 0.10737 | 0.1244 | 0.15113 | 0.16225
| SPS1 | CH | Fuel consumption in light duty vehicles¦Motor Diesel¦Synthetic liquids¦PtL¦PtL Diesel | PJ/yr. | 0 | 0 | 0 | 0 | 0 | 0 | 0 | 0 | 0 | 0 | 0 | 0
| SPS1 | CH | Fuel consumption in light duty vehicles¦Motor Diesel¦Total¦Existing ICE diesel light duty vehicles | PJ/yr. | 11.0887 | 7.8582 | 5.6707 | 2.7256 | 0 | 0 | 0 | 0 | 0 | 0 | 0 | 0
| SPS1 | CH | Fuel consumption in light duty vehicles¦Motor Diesel¦Total¦New ICE diesel light duty vehicles | PJ/yr. | 4.447 | 5.2484 | 5.2477 | 2.0956 | 0.26753 | 0.26633 | 0.14432 | 0.010241 | 0.0087924 | 0.0070234 | 0.0057865 | 0.0083967
| SPS1 | CH | Fuel consumption in light duty vehicles¦Motor Diesel¦Total¦New hybrid diesel light duty vehicles | PJ/yr. | 0 | 0.44891 | 1.337 | 3.7805 | 4.5284 | 2.2442 | 2.4453 | 2.6056 | 2.6411 | 2.6163 | 2.6118 | 2.6471
| SPS1 | CH | Fuel consumption in light duty vehicles¦Motor Gas | PJ/yr. | 0.007062 | 0.0026722 | 0.0035467 | 8.8151e-05 | 0.00010729 | 0.000108 | 0.00010934 | 0.00010728 | 0.00010839 | 0.0001088 | 0.00010774 | 0.00010879
| SPS1 | CH | Fuel consumption in light duty vehicles¦Motor Gas¦Fossil gases | PJ/yr. | 0.0065189 | 0.0023381 | 0.0034871 | 6.0204e-05 | 0 | 0 | 0 | 0 | 0 | 0 | 0 | 0
| SPS1 | CH | Fuel consumption in light duty vehicles¦Motor Gas¦Synthetic gases | PJ/yr. | 0.00054313 | 0.0003341 | 5.9661e-05 | 2.7947e-05 | 0.059727 | 0.08942 | 0.012747 | 0.011685 | 0.0071107 | 0.013923 | 0.081189 | 0.039655
| SPS1 | CH | Fuel consumption in light duty vehicles¦Motor Gas¦Synthetic gases¦Biogases¦Biogas | PJ/yr. | 0.00054313 | 0.0003341 | 5.9661e-05 | 2.7947e-05 | 3.2371e-05 | 3.7354e-06 | 5.0705e-06 | 1.0575e-05 | 7.2538e-06 | 1.1509e-05 | 9.1739e-06 | 1.7182e-05
| SPS1 | CH | Fuel consumption in light duty vehicles¦Motor Gas¦Synthetic gases¦PtG¦PtG gas | PJ/yr. | 0 | 0 | 0 | 0 | 0.059695 | 0.089416 | 0.012742 | 0.011675 | 0.0071034 | 0.013911 | 0.08118 | 0.039638
| SPS1 | CH | Fuel consumption in light duty vehicles¦Motor Gas¦Total¦New ICE Gas light duty vehicles | PJ/yr. | 0.007062 | 0.0026722 | 0.0035467 | 8.8151e-05 | 0.00010729 | 0.000108 | 0.00010934 | 0.00010728 | 0.00010839 | 0.0001088 | 0.00010774 | 0.00010879
| SPS1 | CH | Mileage in light duty vehicles | Billion km/yr. | 4.7787 | 4.7701 | 4.7153 | 4.6618 | 4.844 | 5.014 | 5.2231 | 5.4322 | 5.6866 | 6.0439 | 6.4405 | 6.8766
| SPS1 | CH | Mileage in light duty vehicles¦Electricity¦Existing electric light duty vehicles | Billion km/yr. | 0.027915 | 0.024014 | 0.018629 | 0.0092867 | 0 | 0 | 0 | 0 | 0 | 0 | 0 | 0
| SPS1 | CH | Mileage in light duty vehicles¦Electricity¦New electric light duty vehicles | Billion km/yr. | 0.024105 | 0.043688 | 0.20191 | 0.83174 | 1.9699 | 3.4733 | 3.59 | 3.7249 | 3.9609 | 4.3261 | 4.7236 | 5.142
| SPS1 | CH | Mileage in light duty vehicles¦Hydrogen¦New fuel cell electric light duty vehicles | Billion km/yr. | 0 | 2.2462e-05 | 2.7872e-05 | 8.3063e-07 | 3.0507e-07 | 6.4601e-07 | 4.2933e-07 | 4.8318e-07 | 4.2299e-07 | 2.6611e-07 | 5.8372e-07 | 1.0969e-06
| SPS1 | CH | Mileage in light duty vehicles¦Motor Gasoline¦Total¦Existing gasoline light duty vehicles | Billion km/yr. | 0.20045 | 0.39072 | 0.16037 | 0.077015 | 0 | 0 | 0 | 0 | 0 | 0 | 0 | 0
| SPS1 | CH | Mileage in light duty vehicles¦Motor Gasoline¦Total¦New gasoline light duty vehicles | Billion km/yr. | 0.13022 | 0.20288 | 0.32676 | 0.51815 | 0.69593 | 0.41552 | 0.45696 | 0.50318 | 0.50568 | 0.50982 | 0.51147 | 0.51195
| SPS1 | CH | Mileage in light duty vehicles¦Motor Diesel¦Total¦Existing ICE diesel light duty vehicles | Billion km/yr. | 2.8724 | 2.1055 | 1.5951 | 0.76667 | 0 | 0 | 0 | 0 | 0 | 0 | 0 | 0
| SPS1 | CH | Mileage in light duty vehicles¦Motor Diesel¦Total¦New ICE diesel light duty vehicles | Billion km/yr. | 1.5214 | 1.7956 | 1.7953 | 0.71695 | 0.091525 | 0.091115 | 0.049375 | 0.0035037 | 0.003008 | 0.0024028 | 0.0019796 | 0.0028726
| SPS1 | CH | Mileage in light duty vehicles¦Motor Diesel¦Total¦New hybrid diesel light duty vehicles | Billion km/yr. | 0 | 0.20685 | 0.61604 | 1.7419 | 2.0865 | 1.0341 | 1.1267 | 1.2006 | 1.2169 | 1.2055 | 1.2034 | 1.2197
| SPS1 | CH | Mileage in light duty vehicles¦Motor Gas¦Total¦New ICE Gas light duty vehicles | Billion km/yr. | 0.0022639 | 0.00085666 | 0.001137 | 2.8259e-05 | 3.4394e-05 | 3.4621e-05 | 3.5052e-05 | 3.4393e-05 | 3.4746e-05 | 3.488e-05 | 3.4539e-05 | 3.4875e-05
| SPS1 | CH | Efficiency in light duty vehicles | km/PJ | bar: 2020 to 2070
| SPS1 | CH | Efficiency in light duty vehicles¦Electricity¦Existing electric light duty vehicles | km/PJ | 0.68922 | 0.69565 | 0.70528 | 0.70528 | - | - | - | - | - | - | - | -
| SPS1 | CH | Efficiency in light duty vehicles¦Electricity¦New electric light duty vehicles | km/PJ | 0.68136 | 0.68136 | 0.68136 | 0.68136 | 0.68136 | 0.68136 | 0.68136 | 0.68136 | 0.68136 | 0.68136 | 0.68136 | 0.68136
| SPS1 | CH | Efficiency in light duty vehicles¦Hydrogen¦New fuel cell electric light duty vehicles | km/PJ | - | 0.4651 | 0.47085 | 0.49492 | 0.5499 | 0.56693 | 0.58508 | 0.59991 | 0.6048 | 0.6048 | 0.6048 | 0.6048
| SPS1 | CH | Efficiency in light duty vehicles¦Motor Gasoline¦Total¦Existing gasoline light duty vehicles | km/PJ | 0.27758 | 0.28017 | 0.28405 | 0.28405 | - | - | - | - | - | - | - | -
| SPS1 | CH | Efficiency in light duty vehicles¦Motor Gasoline¦Total¦New gasoline light duty vehicles | km/PJ | 0.35123 | 0.35123 | 0.35123 | 0.35123 | 0.35123 | 0.35123 | 0.35123 | 0.35123 | 0.35123 | 0.35123 | 0.35123 | 0.35123
| SPS1 | CH | Efficiency in light duty vehicles¦Motor Diesel¦Total¦Existing ICE diesel light duty vehicles | km/PJ | 0.25904 | 0.26794 | 0.28129 | 0.28129 | - | - | - | - | - | - | - | -
| SPS1 | CH | Efficiency in light duty vehicles¦Motor Diesel¦Total¦New ICE diesel light duty vehicles | km/PJ | 0.34211 | 0.34211 | 0.34211 | 0.34211 | 0.34211 | 0.34211 | 0.34211 | 0.34211 | 0.34211 | 0.34211 | 0.34211 | 0.34211
| SPS1 | CH | Efficiency in light duty vehicles¦Motor Diesel¦Total¦New hybrid diesel light duty vehicles | km/PJ | - | 0.46077 | 0.46077 | 0.46077 | 0.46077 | 0.46077 | 0.46077 | 0.46077 | 0.46077 | 0.46077 | 0.46077 | 0.46077
| SPS1 | CH | Efficiency in light duty vehicles¦Motor Gas¦Total¦New ICE Gas light duty vehicles | km/PJ | 0.32058 | 0.32058 | 0.32058 | 0.32058 | 0.32058 | 0.32058 | 0.32058 | 0.32058 | 0.32058 | 0.32058 | 0.32058 | 0.32058
| SPS1 | CH | Fuel consumption in heavy duty vehicles | PJ/yr. | 24.5143 | 21.0393 | 20.5116 | 16.6132 | 14.7984 | 15.4172 | 16.042 | 16.6665 | 17.2059 | 17.8044 | 18.4348 | 19.1419
| SPS1 | CH | Fuel consumption in heavy duty vehicles¦Electricity | PJ/yr. | 0.0042023 | 0.0041481 | 0.0043596 | 0.0016214 | 0.00055335 | 0.0010281 | 0.0012994 | 0.0022769 | 0.0034973 | 0.0044699 | 0.0083874 | 0.022628
| SPS1 | CH | Fuel consumption in heavy duty vehicles¦Electricity¦Existing electric heavy duty vehicles | PJ/yr. | 0 | 0 | 0 | 0 | 0 | 0 | 0 | 0 | 0 | 0 | 0 | 0
| SPS1 | CH | Fuel consumption in heavy duty vehicles¦Electricity¦New electric heavy duty vehicles | PJ/yr. | 0.0042023 | 0.0041481 | 0.0043596 | 0.0016214 | 0.00055335 | 0.0010281 | 0.0012994 | 0.0022769 | 0.0034973 | 0.0044699 | 0.0083874 | 0.022628
| SPS1 | CH | Fuel consumption in heavy duty vehicles¦Hydrogen | PJ/yr. | 0.0024973 | 0.00088108 | 0.00086916 | 7.598e-05 | 6.1276e-05 | 6.1269e-05 | 5.7799e-05 | 5.5383e-05 | 5.3785e-05 | 5.0325e-05 | 5.2341e-05 | 5.1591e-05
| SPS1 | CH | Fuel consumption in heavy duty vehicles¦Hydrogen¦New fuel cell electric heavy duty vehicles | PJ/yr. | 0.0024973 | 0.00088108 | 0.00086916 | 7.598e-05 | 6.1276e-05 | 6.1269e-05 | 5.7799e-05 | 5.5383e-05 | 5.3785e-05 | 5.0325e-05 | 5.2341e-05 | 5.1591e-05
| SPS1 | CH | Fuel consumption in heavy duty vehicles¦Motor Gasoline | PJ/yr. | 0 | 0 | 0 | 0 | 0 | 0 | 0 | 0 | 0 | 0 | 0 | 0
| SPS1 | CH | Fuel consumption in heavy duty vehicles¦Motor Gasoline¦Fossil liquids | PJ/yr. | 0 | 0 | 0 | 0 | 0 | 0 | 0 | 0 | 0 | 0 | 0 | 0
| SPS1 | CH | Fuel consumption in heavy duty vehicles¦Motor Gasoline¦Synthetic liquids | PJ/yr. | 0 | 0 | 0 | 0 | 0 | 0 | 0 | 0 | 0 | 0 | 0 | 0
| SPS1 | CH | Fuel consumption in heavy duty vehicles¦Motor Gasoline¦Synthetic liquids¦Bioliquids¦Ethanol | PJ/yr. | 0 | 0 | 0 | 0 | 0 | 0 | 0 | 0 | 0 | 0 | 0 | 0
| SPS1 | CH | Fuel consumption in heavy duty vehicles¦Motor Gasoline¦Synthetic liquids¦PtL¦PtL Gasoline | PJ/yr. | 0 | 0 | 0 | 0 | 0 | 0 | 0 | 0 | 0 | 0 | 0 | 0
| SPS1 | CH | Fuel consumption in heavy duty vehicles¦Motor Gasoline¦Total¦Existing gasoline heavy duty vehicles | PJ/yr. | 0 | 0 | 0 | 0 | 0 | 0 | 0 | 0 | 0 | 0 | 0 | 0
| SPS1 | CH | Fuel consumption in heavy duty vehicles¦Motor Gasoline¦Total¦New gasoline heavy duty vehicles | PJ/yr. | 0 | 0 | 0 | 0 | 0 | 0 | 0 | 0 | 0 | 0 | 0 | 0
| SPS1 | CH | Fuel consumption in heavy duty vehicles¦Motor Diesel | PJ/yr. | 24.4878 | 21.0325 | 20.5041 | 16.6092 | 14.7957 | 15.4141 | 16.0388 | 16.6623 | 17.2005 | 17.7981 | 18.4246 | 19.1175
| SPS1 | CH | Fuel consumption in heavy duty vehicles¦Motor Diesel¦Fossil liquids | PJ/yr. | 23.8803 | 20.4813 | 19.5841 | 16.0743 | 14.2741 | 14.8123 | 15.4046 | 15.9941 | 16.5036 | 16.9541 | 17.3608 | 17.9494
| SPS1 | CH | Fuel consumption in heavy duty vehicles¦Motor Diesel¦Synthetic liquids | PJ/yr. | 0.60757 | 0.55119 | 0.91996 | 0.53498 | 0.5216 | 0.60186 | 0.63417 | 0.66824 | 0.69694 | 0.84397 | 1.0638 | 1.1681
| SPS1 | CH | Fuel consumption in heavy duty vehicles¦Motor Diesel¦Synthetic liquids¦Bioliquids¦Biodiesel | PJ/yr. | 0.60757 | 0.55119 | 0.91996 | 0.53498 | 0.5216 | 0.60186 | 0.63417 | 0.66824 | 0.69694 | 0.84397 | 1.0638 | 1.1681
| SPS1 | CH | Fuel consumption in heavy duty vehicles¦Motor Diesel¦Synthetic liquids¦PtL¦PtL Diesel | PJ/yr. | 0 | 0 | 0 | 0 | 0 | 0 | 0 | 0 | 0 | 0 | 0 | 0
| SPS1 | CH | Fuel consumption in heavy duty vehicles¦Motor Diesel¦Total¦Existing ICE diesel heavy duty vehicles | PJ/yr. | 19.2379 | 11.8041 | 11.4863 | 4.9457 | 0 | 0 | 0 | 0 | 0 | 0 | 0 | 0
| SPS1 | CH | Fuel consumption in heavy duty vehicles¦Motor Diesel¦Total¦New ICE diesel heavy duty vehicles | PJ/yr. | 5.2499 | 6.1466 | 4.8011 | 0.44191 | 0.0025352 | 0.0036267 | 0.0030924 | 0.0037169 | 0.0039352 | 0.0035042 | 0.0049797 | 0.0066692
| SPS1 | CH | Fuel consumption in heavy duty vehicles¦Motor Diesel¦Total¦New hybrid diesel heavy duty vehicles | PJ/yr. | 0 | 3.0818 | 4.2166 | 11.2216 | 14.7931 | 15.4105 | 16.0357 | 16.6586 | 17.1966 | 17.7946 | 18.4196 | 19.1108
| SPS1 | CH | Fuel consumption in heavy duty vehicles¦Motor Gas | PJ/yr. | 0.019784 | 0.0017758 | 0.0022814 | 0.0022538 | 0.0020745 | 0.002018 | 0.0019284 | 0.001827 | 0.0017763 | 0.0017689 | 0.0017801 | 0.0017633
| SPS1 | CH | Fuel consumption in heavy duty vehicles¦Motor Gas¦Fossil gases | PJ/yr. | 0.018263 | 0.0015538 | 0.0022431 | 0.0015393 | 0 | 0 | 0 | 0 | 0 | 0 | 0 | 0
| SPS1 | CH | Fuel consumption in heavy duty vehicles¦Motor Gas¦Synthetic gases | PJ/yr. | 0.0015216 | 0.00022202 | 3.8377e-05 | 0.00071455 | 0.0027005 | 0.0020878 | 0.0020178 | 0.0020071 | 0.0018952 | 0.0019561 | 0.0019317 | 0.0020418
| SPS1 | CH | Fuel consumption in heavy duty vehicles¦Motor Gas¦Synthetic gases¦Biogases¦Biogas | PJ/yr. | 0.0015216 | 0.00022202 | 3.8377e-05 | 0.00071455 | 0.00062594 | 6.9798e-05 | 8.9426e-05 | 0.00018009 | 0.00011888 | 0.00018712 | 0.00015157 | 0.0002785
| SPS1 | CH | Fuel consumption in heavy duty vehicles¦Motor Gas¦Synthetic gases¦PtG¦PtG gas | PJ/yr. | 0 | 0 | 0 | 0 | 0.0020745 | 0.002018 | 0.0019284 | 0.001827 | 0.0017763 | 0.0017689 | 0.0017801 | 0.0017633
| SPS1 | CH | Fuel consumption in heavy duty vehicles¦Motor Gas¦Total¦New ICE Gas heavy duty vehicles | PJ/yr. | 0.019784 | 0.0017758 | 0.0022814 | 0.0022538 | 0.0020745 | 0.002018 | 0.0019284 | 0.001827 | 0.0017763 | 0.0017689 | 0.0017801 | 0.0017633
| SPS1 | CH | Mileage in heavy duty vehicles | Billion km/yr. | 2.2034 | 2.2264 | 2.2608 | 2.3181 | 2.4189 | 2.5201 | 2.6223 | 2.7246 | 2.813 | 2.911 | 3.0147 | 3.1327
| SPS1 | CH | Mileage in heavy duty vehicles¦Electricity¦Existing electric heavy duty vehicles | Billion km/yr. | 0 | 0 | 0 | 0 | 0 | 0 | 0 | 0 | 0 | 0 | 0 | 0
| SPS1 | CH | Mileage in heavy duty vehicles¦Electricity¦New electric heavy duty vehicles | Billion km/yr. | 0.0011293 | 0.001123 | 0.0011839 | 0.00044945 | 0.00016768 | 0.00032148 | 0.00042291 | 0.00076576 | 0.001187 | 0.0015171 | 0.0028468 | 0.0076802
| SPS1 | CH | Mileage in heavy duty vehicles¦Hydrogen¦New fuel cell electric heavy duty vehicles | Billion km/yr. | 0.00043567 | 0.0001543 | 0.00015232 | 1.361e-05 | 1.1896e-05 | 1.219e-05 | 1.2068e-05 | 1.1902e-05 | 1.1774e-05 | 1.1017e-05 | 1.1458e-05 | 1.1294e-05
| SPS1 | CH | Mileage in heavy duty vehicles¦Motor Gasoline¦Total¦Existing gasoline heavy duty vehicles | Billion km/yr. | 0 | 0 | 0 | 0 | 0 | 0 | 0 | 0 | 0 | 0 | 0 | 0
| SPS1 | CH | Mileage in heavy duty vehicles¦Motor Gasoline¦Total¦New gasoline heavy duty vehicles | Billion km/yr. | 0 | 0 | 0 | 0 | 0 | 0 | 0 | 0 | 0 | 0 | 0 | 0
| SPS1 | CH | Mileage in heavy duty vehicles¦Motor Diesel¦Total¦Existing ICE diesel heavy duty vehicles | Billion km/yr. | 1.5766 | 0.9915 | 1 | 0.43057 | 0 | 0 | 0 | 0 | 0 | 0 | 0 | 0
| SPS1 | CH | Mileage in heavy duty vehicles¦Motor Diesel¦Total¦New ICE diesel heavy duty vehicles | Billion km/yr. | 0.62318 | 0.72963 | 0.56991 | 0.052456 | 0.00030093 | 0.0004305 | 0.00036707 | 0.00044121 | 0.00046712 | 0.00041596 | 0.00059111 | 0.00079166
| SPS1 | CH | Mileage in heavy duty vehicles¦Motor Diesel¦Total¦New hybrid diesel heavy duty vehicles | Billion km/yr. | 0 | 0.50376 | 0.68928 | 1.8344 | 2.4182 | 2.5191 | 2.6213 | 2.7231 | 2.8111 | 2.9088 | 3.011 | 3.124
| SPS1 | CH | Mileage in heavy duty vehicles¦Motor Gas¦Total¦New ICE Gas heavy duty vehicles | Billion km/yr. | 0.0020422 | 0.00018399 | 0.00023755 | 0.00024763 | 0.00023933 | 0.00023788 | 0.00024003 | 0.00023211 | 0.00022984 | 0.00022888 | 0.00023032 | 0.00022815
| SPS1 | CH | Efficiency in heavy duty vehicles | km/MJ | bar: 2020 to 2070
| SPS1 | CH | Efficiency in heavy duty vehicles¦Electricity¦Existing electric heavy duty vehicles | km/MJ | bar: 2020 to 2070
| SPS1 | CH | Efficiency in heavy duty vehicles¦Electricity¦New electric heavy duty vehicles | km/MJ | 0.26873 | 0.27073 | 0.27156 | 0.27721 | 0.30304 | 0.31269 | 0.32547 | 0.33631 | 0.33941 | 0.33941 | 0.33941 | 0.33941
| SPS1 | CH | Efficiency in heavy duty vehicles¦Hydrogen¦New fuel cell electric heavy duty vehicles | km/MJ | 0.17446 | 0.17512 | 0.17524 | 0.17913 | 0.19414 | 0.19896 | 0.20879 | 0.21491 | 0.21891 | 0.21891 | 0.21891 | 0.21891
| SPS1 | CH | Efficiency in heavy duty vehicles¦Motor Gasoline¦Total¦Existing gasoline heavy duty vehicles | km/MJ | bar: 2020 to 2070
| SPS1 | CH | Efficiency in heavy duty vehicles¦Motor Gasoline¦Total¦New gasoline heavy duty vehicles | km/MJ | bar: 2020 to 2070
| SPS1 | CH | Efficiency in heavy duty vehicles¦Motor Diesel¦Total¦Existing ICE diesel heavy duty vehicles | km/MJ | 0.081954 | 0.083996 | 0.08706 | 0.08706 | - | - | - | - | - | - | - | -
| SPS1 | CH | Efficiency in heavy duty vehicles¦Motor Diesel¦Total¦New ICE diesel heavy duty vehicles | km/MJ | 0.1187 | 0.1187 | 0.1187 | 0.1187 | 0.1187 | 0.1187 | 0.1187 | 0.1187 | 0.1187 | 0.1187 | 0.1187 | 0.1187
| SPS1 | CH | Efficiency in heavy duty vehicles¦Motor Diesel¦Total¦New hybrid diesel heavy duty vehicles | km/MJ | - | 0.16347 | 0.16347 | 0.16347 | 0.16347 | 0.16347 | 0.16347 | 0.16347 | 0.16347 | 0.16347 | 0.16347 | 0.16347
| SPS1 | CH | Efficiency in heavy duty vehicles¦Motor Gas¦Total¦New ICE Gas heavy duty vehicles | km/MJ | 0.10322 | 0.10361 | 0.10412 | 0.10987 | 0.11536 | 0.11788 | 0.12447 | 0.12704 | 0.12939 | 0.12939 | 0.12939 | 0.12939
| SPS1 | CH | Fuel consumption in other transport | PJ/yr. | 10.9669 | 10.3598 | 11.5509 | 12.709 | 14.0505 | 14.3267 | 14.799 | 14.9896 | 15.5946 | 18.8995 | 20.8824 | 21.4149
| SPS1 | CH | Fuel consumption in other transport¦Electricity | PJ/yr. | 9.2071 | 9.5636 | 9.9544 | 10.6063 | 11.36 | 12.6658 | 13.9768 | 14.989 | 15.5939 | 18.8988 | 20.8816 | 21.4131
| SPS1 | CH | Fuel consumption in other transport¦Electricity¦Passenger electric rail | PJ/yr. | 7.7047 | 7.9059 | 8.2079 | 8.7118 | 9.2102 | 9.7093 | 10.0806 | 10.4524 | 10.9458 | 11.4382 | 11.9293 | 12.419
| SPS1 | CH | Fuel consumption in other transport¦Electricity¦Freight electric rail | PJ/yr. | 1.5024 | 1.6577 | 1.7465 | 1.8945 | 1.9815 | 2.0284 | 2.1045 | 2.1805 | 2.2151 | 2.2674 | 2.2823 | 2.3117
| SPS1 | CH | Fuel consumption in other transport¦Electricity¦Other electric transport | PJ/yr. | 0 | 1.9042e-06 | 3.2996e-06 | 5.6875e-06 | 0.1682 | 0.92806 | 1.7917 | 2.3561 | 2.433 | 5.1931 | 6.67 | 6.6824
| SPS1 | CH | Fuel consumption in other transport¦Hydrogen | PJ/yr. | 0 | 0 | 0 | 0 | 4.7044e-05 | 6.9379e-05 | 0.00013111 | 0.00065021 | 0.00072347 | 0.00074909 | 0.00077027 | 0.0018309
| SPS1 | CH | Fuel consumption in other transport¦Hydrogen¦Passenger hydrogen rail | PJ/yr. | 0 | 0 | 0 | 0 | 0 | 8.8847e-06 | 3.8095e-05 | 0.00026747 | 0.0003222 | 0.00027391 | 0.00026821 | 0.00062875
| SPS1 | CH | Fuel consumption in other transport¦Hydrogen¦Freight hydrogen rail | PJ/yr. | 0 | 0 | 0 | 0 | 0 | 0 | 0 | 0.00019276 | 0.00019371 | 0.00025615 | 0.00027407 | 0.00096973
| SPS1 | CH | Fuel consumption in other transport¦Hydrogen¦Other hydrogen transport | PJ/yr. | 0 | 0 | 0 | 0 | 4.7044e-05 | 6.0495e-05 | 9.3018e-05 | 0.00018998 | 0.00020756 | 0.00021903 | 0.00022799 | 0.00023243
| SPS1 | CH | Fuel consumption in other transport¦Motor Gasoline | PJ/yr. | 1.7598 | 0.79626 | 1.5965 | 2.1027 | 2.6905 | 1.6609 | 0.82209 | 0 | 0 | 0 | 0 | 0
| SPS1 | CH | Fuel consumption in other transport¦Motor Gasoline¦Fossil liquids | PJ/yr. | 1.6635 | 0.75268 | 1.5091 | 1.9639 | 2.5268 | 1.5699 | 0.77708 | 0 | 0 | 0 | 0 | 0
| SPS1 | CH | Fuel consumption in other transport¦Motor Gasoline¦Synthetic liquids | PJ/yr. | 0.096334 | 0.043588 | 0.087396 | 0.13873 | 0.16372 | 0.090932 | 0.04501 | 0 | 0 | 0 | 0 | 0
| SPS1 | CH | Fuel consumption in other transport¦Motor Gasoline¦Synthetic liquids¦Bioliquids¦Ethanol | PJ/yr. | 0.096334 | 0.043588 | 0.087396 | 0.13873 | 0.16372 | 0.090932 | 0.04501 | 0 | 0 | 0 | 0 | 0
| SPS1 | CH | Fuel consumption in other transport¦Motor Gasoline¦Synthetic liquids¦PtL¦PtL Gasoline | PJ/yr. | 0 | 0 | 0 | 0 | 0 | 0 | 0 | 0 | 0 | 0 | 0 | 0
| SPS1 | CH | Fuel consumption in other transport¦Motor Gasoline¦Total¦Other gasoline transport | PJ/yr. | 1.7598 | 0.79626 | 1.5965 | 2.1027 | 2.6905 | 1.6609 | 0.82209 | 0 | 0 | 0 | 0 | 0
| SPS1 | CH | Fuel consumption in other transport¦Motor Diesel | PJ/yr. | 0 | 0 | 0 | 0 | 0 | 0 | 0 | 0 | 0 | 0 | 0 | 0
| SPS1 | CH | Fuel consumption in other transport¦Motor Diesel¦Fossil liquids | PJ/yr. | 0 | 0 | 0 | 0 | 0 | 0 | 0 | 0 | 0 | 0 | 0 | 0
| SPS1 | CH | Fuel consumption in other transport¦Motor Diesel¦Synthetic liquids | PJ/yr. | 0 | 0 | 0 | 0 | 0 | 0 | 0 | 0 | 0 | 0 | 0 | 0
| SPS1 | CH | Fuel consumption in other transport¦Motor Diesel¦Synthetic liquids¦Bioliquids¦Biodiesel | PJ/yr. | 0 | 0 | 0 | 0 | 0 | 0 | 0 | 0 | 0 | 0 | 0 | 0
| SPS1 | CH | Fuel consumption in other transport¦Motor Diesel¦Synthetic liquids¦PtL¦PtL Diesel | PJ/yr. | 0 | 0 | 0 | 0 | 0 | 0 | 0 | 0 | 0 | 0 | 0 | 0
| SPS1 | CH | Fuel consumption in other transport¦Motor Diesel¦Total¦Passenger diesel rail | PJ/yr. | 0 | 0 | 0 | 0 | 0 | 0 | 0 | 0 | 0 | 0 | 0 | 0
| SPS1 | CH | Fuel consumption in other transport¦Motor Diesel¦Total¦Freight diesel rail | PJ/yr. | 0.39584 | 0 | 0 | 0 | 0 | 3.3603e-05 | 1.7869e-05 | 0 | 0 | 0 | 0 | 0.00039325
| SPS1 | CH | Fuel consumption in other transport¦Motor Diesel¦Total¦Other diesel transport | PJ/yr. | 17.3804 | 17.3804 | 15.7627 | 14.4148 | 13.8755 | 13.3361 | 12.6703 | 12.2575 | 12.2572 | 5.682 | 2.043 | 2.0429
| SPS1 | CH | Fuel consumption in other transport¦Jet Fuels¦Fossil liquids¦Kerosene | PJ/yr. | 30.6291 | 59.88 | 86.122 | 86.8858 | 91.108 | 94.0535 | 95.9539 | 97.5751 | 95.3274 | 95.6407 | 97.1917 | 98.8663
| SPS1 | CH | Fuel consumption in other transport¦Jet Fuels¦Synthetic liquids¦Bioliquids¦Biokerosene | PJ/yr. | 0.00091022 | 1.4106e-05 | 0.0016544 | 6.4094 | 6.4094 | 6.9317 | 7.0942 | 7.3382 | 7.5113 | 7.5197 | 7.4074 | 7.3853
| SPS1 | CH | Fuel consumption in other transport¦Jet Fuels¦Synthetic liquids¦PtL¦PtL Kerosene | PJ/yr. | 0 | 0 | 0 | 0 | 0.52233 | 0.16244 | 0.24404 | 0.17313 | 0.0083982 | 0.031963 | 0 | 0
| SPS1 | CH | Other transport mileage | - | bar: 2020 to 2070
| SPS1 | CH | Other transport mileage¦Electricity¦Passenger electric rail | Billion km/yr. | 0.195 | 0.20003 | 0.20759 | 0.22017 | 0.2326 | 0.24503 | 0.25421 | 0.2634 | 0.27583 | 0.28824 | 0.30061 | 0.31295
| SPS1 | CH | Other transport mileage¦Electricity¦Freight electric rail | Billion km/yr. | 0.025096 | 0.02769 | 0.029173 | 0.031646 | 0.0331 | 0.033882 | 0.035153 | 0.036424 | 0.037001 | 0.037875 | 0.038124 | 0.038615
| SPS1 | CH | Other transport mileage¦Electricity¦Other electric transport | PJ/yr. | 0 | 4.6985e-06 | 8.1414e-06 | 1.4033e-05 | 8.2114e-05 | 1.4664 | 2.8846 | 4.0376 | 4.0378 | 10.5358 | 14.1322 | 14.1322
| SPS1 | CH | Other transport mileage¦Hydrogen¦Passenger hydrogen rail | Billion km/yr. | 0 | 0 | 0 | 0 | 0 | 1.5941e-07 | 7.0975e-07 | 5.1676e-06 | 6.2249e-06 | 5.292e-06 | 5.1819e-06 | 1.2147e-05
| SPS1 | CH | Other transport mileage¦Hydrogen¦Freight hydrogen rail | Billion km/yr. | 0 | 0 | 0 | 0 | 0 | 0 | 0 | 1.1438e-06 | 1.1495e-06 | 1.52e-06 | 1.6264e-06 | 5.7544e-06
| SPS1 | CH | Other transport mileage¦Hydrogen¦Other hydrogen transport | PJ/yr. | 0 | 0 | 0 | 0 | 8.4372e-05 | 0.0001085 | 0.00016683 | 0.00034072 | 0.00037225 | 0.00039282 | 0.00040889 | 0.00041686
| SPS1 | CH | Other transport mileage¦Motor Gasoline¦Total¦Other gasoline transport | PJ/yr. | 1.5951 | 0.72174 | 1.4471 | 1.9059 | 2.4387 | 1.5054 | 0.74515 | 0 | 0 | 0 | 0 | 0
| SPS1 | CH | Other transport mileage¦Motor Diesel¦Total¦Passenger diesel rail | Billion km/yr. | 0 | 0 | 0 | 0 | 0 | 0 | 0 | 0 | 0 | 0 | 0 | 0
| SPS1 | CH | Other transport mileage¦Motor Diesel¦Total¦Freight diesel rail | Billion km/yr. | 0.0016044 | 0 | 0 | 0 | 0 | 1.362e-07 | 7.2424e-08 | 0 | 0 | 0 | 0 | 1.5939e-06
| SPS1 | CH | Other transport mileage¦Motor Diesel¦Total¦Other diesel transport | PJ/yr. | 17.1765 | 17.1765 | 15.5778 | 14.2457 | 13.7127 | 13.1797 | 12.5216 | 12.1137 | 12.1134 | 5.6154 | 2.019 | 2.019
| SPS1 | CH | Other transport efficiency | - | bar: 2020 to 2070
| SPS1 | CH | Other transport efficiency¦Electricity¦Passenger electric rail | km/MJ | 0.025309 | 0.025302 | 0.025291 | 0.025273 | 0.025254 | 0.025236 | 0.025218 | 0.0252 | 0.0252 | 0.0252 | 0.0252 | 0.0252
| SPS1 | CH | Other transport efficiency¦Electricity¦Freight electric rail | km/MJ | 0.016704 | 0.016704 | 0.016704 | 0.016704 | 0.016704 | 0.016704 | 0.016704 | 0.016704 | 0.016704 | 0.016704 | 0.016704 | 0.016704
| SPS1 | CH | Other transport efficiency¦Electricity¦Other electric transport | % | - | 2.4674 | 2.4674 | 2.4674 | 0.00048818 | 1.58 | 1.61 | 1.7137 | 1.6596 | 2.0288 | 2.1188 | 2.1148
| SPS1 | CH | Other transport efficiency¦Hydrogen¦Passenger hydrogen rail | km/MJ | - | - | - | - | - | 0.017942 | 0.018631 | 0.01932 | 0.01932 | 0.01932 | 0.01932 | 0.01932
| SPS1 | CH | Other transport efficiency¦Hydrogen¦Freight hydrogen rail | km/MJ | - | - | - | - | - | - | - | 0.0059341 | 0.0059341 | 0.0059341 | 0.0059341 | 0.0059341
| SPS1 | CH | Other transport efficiency¦Hydrogen¦Other hydrogen transport | % | - | - | - | - | 1.7935 | 1.7935 | 1.7935 | 1.7935 | 1.7935 | 1.7935 | 1.7935 | 1.7935
| SPS1 | CH | Other transport efficiency¦Motor Gasoline¦Total¦Other gasoline transport | % | 90.64% | 90.64% | 90.64% | 90.64% | 90.64% | 90.64% | 90.64% | - | - | - | - | -
| SPS1 | CH | Other transport efficiency¦Motor Diesel¦Total¦Passenger diesel rail | km/MJ | bar: 2020 to 2070
| SPS1 | CH | Other transport efficiency¦Motor Diesel¦Total¦Freight diesel rail | km/MJ | 0.0040531 | - | - | - | - | 0.0040531 | 0.0040531 | - | - | - | - | 0.0040531
| SPS1 | CH | Other transport efficiency¦Motor Diesel¦Total¦Other diesel transport | % | 98.83% | 98.83% | 98.83% | 98.83% | 98.83% | 98.83% | 98.83% | 98.83% | 98.83% | 98.83% | 98.83% | 98.83%
| SPS1 | CH | Direct CO2 emissions from fuel combustion and industrial processes | Mt/yr. | 34.6045 | 32.3698 | 30.8683 | 27.292 | 23.7209 | 22.3437 | 21.4523 | 20.3823 | 19.557 | 18.228 | 17.0438 | 15.4329
| SPS1 | CH | Direct CO2 emissions from fuel combustion and industrial processes¦CO2¦Power generation | Mt/yr. | 2.5943 | 2.3767 | 2.3752 | 2.393 | 2.3563 | 2.577 | 2.9191 | 3.1004 | 3.4651 | 3.5484 | 3.4356 | 3.3543
| SPS1 | CH | Direct CO2 emissions from fuel combustion and industrial processes¦CO2¦Synthetic fuel production | Mt/yr. | 0 | 0 | 0 | 0 | 0 | 0 | 0 | 0 | 0 | 0 | 0 | 0
| SPS1 | CH | Direct CO2 emissions from fuel combustion and industrial processes¦CO2¦Industry | Mt/yr. | 6.4922 | 6.0749 | 5.7653 | 5.2544 | 4.9456 | 4.6047 | 4.3556 | 4.2213 | 3.8566 | 3.7185 | 3.723 | 3.6447
| SPS1 | CH | Direct CO2 emissions from fuel combustion and industrial processes¦CO2¦Industry¦fuel combustion | Mt/yr. | 4.4028 | 3.9638 | 3.6631 | 3.1607 | 2.86 | 2.5273 | 2.285 | 2.1576 | 1.7928 | 1.6548 | 1.6593 | 1.581
| SPS1 | CH | Direct CO2 emissions from fuel combustion and industrial processes¦CO2¦Industry¦Industrial processes | Mt/yr. | 2.0893 | 2.111 | 2.1023 | 2.0937 | 2.0855 | 2.0774 | 2.0706 | 2.0637 | 2.0637 | 2.0637 | 2.0637 | 2.0637
| SPS1 | CH | Direct CO2 emissions from fuel combustion and industrial processes¦CO2¦Services | Mt/yr. | 3.7902 | 3.4573 | 3.4258 | 3.4491 | 3.4129 | 3.2019 | 3.0207 | 2.7146 | 2.4179 | 2.2742 | 1.9791 | 1.7689
| SPS1 | CH | Direct CO2 emissions from fuel combustion and industrial processes¦CO2¦Residential | Mt/yr. | 7.1745 | 6.5876 | 6.2722 | 6.5365 | 5.9913 | 5.7156 | 5.5601 | 5.2383 | 4.9603 | 4.5079 | 4.1398 | 2.9455
| SPS1 | CH | Direct CO2 emissions from fuel combustion and industrial processes¦CO2¦Transport | Mt/yr. | 14.5533 | 13.8733 | 13.0297 | 9.659 | 7.0148 | 6.2445 | 5.5968 | 5.1077 | 4.8571 | 4.179 | 3.7663 | 3.7196
| SPS1 | CH | Direct CO2 emissions from fuel combustion and industrial processes¦CO2¦CO2 captured in power generation | Mt/yr. | 0 | 0 | 0 | 0 | 0 | 0 | 0 | 0 | 0 | 0 | 0 | 0
| SPS1 | CH | Direct CO2 emissions from fuel combustion and industrial processes¦CO2¦CO2 captured in industry | Mt/yr. | 0 | 0 | 0 | 0 | 0 | 0 | 0 | 0 | 0 | 0 | 0 | 0
| SPS1 | CH | Direct CO2 emissions from fuel combustion and industrial processes¦CO2¦CO2 captured in hydrogen | Mt/yr. | 0 | 0 | 0 | 0 | 0 | 0 | 0 | 0 | 0 | 0 | 0 | 0
| SPS1 | CH | Direct CO2 emissions from fuel combustion and industrial processes¦CO2¦CO2 captured in biogases/bioliquids | Mt/yr. | 0 | 0 | 0 | 0 | 0 | 0 | 0 | 0 | 0 | 0 | 0 | 0
| SPS1 | CH | Direct CO2 emissions from fuel combustion and industrial processes¦CO2¦Direct air capture | Mt/yr. | 0 | 0 | 0 | 0 | 0 | 0 | 0 | 0 | 0 | 0 | 0 | 0
| SPS1 | CH | CO2 storage and utilisation | Mt/yr. | 0 | 0 | 0 | 0 | 0 | 0 | 0 | 0 | 0 | 0 | 0 | 0
| SPS1 | CH | CO2 storage and utilisation¦CO2¦Domestic sequestration | Mt/yr. | 0 | 0 | 0 | 0 | 0 | 0 | 0 | 0 | 0 | 0 | 0 | 0
| SPS1 | CH | CO2 storage and utilisation¦CO2¦Domestic utilisation | Mt/yr. | 0 | 0 | 0 | 0 | 0 | 0 | 0 | 0 | 0 | 0 | 0 | 0
| SPS1 | CH | CO2 storage and utilisation¦CO2¦Exported | Mt/yr. | 0 | 0 | 0 | 0 | 0 | 0 | 0 | 0 | 0 | 0 | 0 | 0
| SPS1 | CH | Direct air capture | - | bar: 2020 to 2070
| SPS1 | CH | Direct air capture¦Energy consumption | PJ/yr. | 0 | 0 | 0 | 0 | 0 | 0 | 0 | 0 | 0 | 0 | 0 | 0
| SPS1 | CH | Direct air capture¦Energy consumption¦Electricity | PJ/yr. | 0 | 0 | 0 | 0 | 0 | 0 | 0 | 0 | 0 | 0 | 0 | 0
| SPS1 | CH | Direct air capture¦Energy consumption¦Heat | PJ/yr. | 0 | 0 | 0 | 0 | 0 | 0 | 0 | 0 | 0 | 0 | 0 | 0
| SPS1 | CH | Direct air capture¦CO2 captured | Mt/yr. | 0 | 0 | 0 | 0 | 0 | 0 | 0 | 0 | 0 | 0 | 0 | 0
| SPS1 | CH | Primary Energy Consumption | PJ/yr. | 962.3677 | 962.3271 | 924.4886 | 897.6961 | 835.1074 | 775.4774 | 692.267 | 678.3465 | 680.6205 | 686.0855 | 678.6574 | 667.24
| SPS1 | CH | Primary Energy Consumption¦Coal | PJ/yr. | 3.66 | 3.5647 | 2.8413 | 0.0024908 | 0.0017932 | 0.0010643 | 0.0013486 | 0.0030131 | 0.0020203 | 0.0033877 | 0.0016532 | 0.0030894
| SPS1 | CH | Primary Energy Consumption¦Oil | PJ/yr. | 310.792 | 287.1579 | 266.5857 | 219.9002 | 167.5089 | 148.4119 | 135.6298 | 122.3012 | 113.359 | 98.349 | 81.2651 | 66.961
| SPS1 | CH | Primary Energy Consumption¦Oil¦Fossil liquids | PJ/yr. | 303.9569 | 280.3812 | 258.0424 | 206.9765 | 155.8514 | 137.2231 | 124.6102 | 111.423 | 102.6367 | 87.9194 | 72.5613 | 58.9701
| SPS1 | CH | Primary Energy Consumption¦Oil¦Fossil liquids¦Light fuel oil | PJ/yr. | 101.7355 | 88.8231 | 79.5 | 75.5909 | 60.4489 | 52.289 | 48.4781 | 41.935 | 36.5521 | 31.0708 | 21.3308 | 8.37
| SPS1 | CH | Primary Energy Consumption¦Oil¦Fossil liquids¦Heavy fuel oil | PJ/yr. | 2.7764 | 2.1548 | 0.0026317 | 0.00075747 | 0.001172 | 0.0010443 | 0.0011657 | 0 | 0 | 0 | 0 | 0
| SPS1 | CH | Primary Energy Consumption¦Oil¦Fossil liquids¦Motor Diesel | PJ/yr. | 118.5482 | 112.0419 | 96.8845 | 71.4124 | 49.5143 | 45.4305 | 42.3138 | 40.4273 | 39.7851 | 33.1092 | 29.2852 | 29.5998
| SPS1 | CH | Primary Energy Consumption¦Oil¦Fossil liquids¦Motor Gasoline | PJ/yr. | 79.7884 | 75.9561 | 79.808 | 58.363 | 44.7238 | 38.52 | 33.1568 | 28.6718 | 26.1029 | 23.7392 | 21.9452 | 21.0003
| SPS1 | CH | Primary Energy Consumption¦Oil¦Fossil liquids¦Kerosene (excl. international aviation) | PJ/yr. | 1.1085 | 1.4052 | 1.8473 | 1.6094 | 1.1632 | 0.98253 | 0.66039 | 0.38889 | 0.19661 | 8.784e-05 | 5.1565e-05 | 9.8003e-05
| SPS1 | CH | Primary Energy Consumption¦Oil¦Synthetic liquids | PJ/yr. | 6.835 | 6.7766 | 8.5433 | 12.9237 | 11.6575 | 11.1888 | 11.0195 | 10.8782 | 10.7224 | 10.4296 | 8.7039 | 7.9908
| SPS1 | CH | Primary Energy Consumption¦Oil¦Synthetic liquids¦Total¦Motor diesel | PJ/yr. | 2.4 | 2.378 | 3.9204 | 2.3916 | 1.828 | 1.8636 | 1.7609 | 1.706 | 1.6908 | 1.5027 | 0.025355 | -0.61141
| SPS1 | CH | Primary Energy Consumption¦Oil¦Synthetic liquids¦Total¦Motor Gasoline | PJ/yr. | 4.4342 | 4.3986 | 4.6213 | 4.1227 | 2.8977 | 2.231 | 1.9204 | 1.6609 | 1.5118 | 1.3752 | 1.2711 | 1.2169
| SPS1 | CH | Primary Energy Consumption¦Oil¦Synthetic liquids¦Bioliquids¦Total | PJ/yr. | 6.835 | 6.7766 | 8.5433 | 12.9237 | 11.1352 | 11.0264 | 10.7755 | 10.7051 | 10.714 | 10.3976 | 8.7039 | 7.9908
| SPS1 | CH | Primary Energy Consumption¦Oil¦Synthetic liquids¦Bioliquids¦Biodiesel | PJ/yr. | 2.4 | 2.378 | 3.9204 | 2.3916 | 1.828 | 1.8636 | 1.7609 | 1.706 | 1.6908 | 1.5027 | 0.025355 | -0.61141
| SPS1 | CH | Primary Energy Consumption¦Oil¦Synthetic liquids¦Bioliquids¦Ethanol | PJ/yr. | 4.4342 | 4.3986 | 4.6213 | 4.1227 | 2.8977 | 2.231 | 1.9204 | 1.6609 | 1.5118 | 1.3752 | 1.2711 | 1.2169
| SPS1 | CH | Primary Energy Consumption¦Oil¦Synthetic liquids¦PtL | PJ/yr. | 0 | 0 | 0 | 0 | 0.52233 | 0.16244 | 0.24404 | 0.17313 | 0.0083982 | 0.031963 | 0 | 0
| SPS1 | CH | Primary Energy Consumption¦Oil¦Synthetic liquids¦PtL¦PtL Diesel | PJ/yr. | 0 | 0 | 0 | 0 | 0 | 0 | 0 | 0 | 0 | 0 | 0 | 0
| SPS1 | CH | Primary Energy Consumption¦Oil¦Synthetic liquids¦PtL¦PtL Gasoline | PJ/yr. | 0 | 0 | 0 | 0 | 0 | 0 | 0 | 0 | 0 | 0 | 0 | 0
| SPS1 | CH | Primary Energy Consumption¦Oil¦Synthetic liquids¦PtL¦PtL Kerosene | PJ/yr. | 0 | 0 | 0 | 0 | 0.52233 | 0.16244 | 0.24404 | 0.17313 | 0.0083982 | 0.031963 | 0 | 0
| SPS1 | CH | Primary Energy Consumption¦Gas | PJ/yr. | 116.9938 | 107.2365 | 113.4147 | 121.3317 | 126.5829 | 128.5468 | 129.2658 | 127.5426 | 124.543 | 120.4629 | 121.2416 | 111.2882
| SPS1 | CH | Primary Energy Consumption¦Gas¦Fossil gases¦Total | PJ/yr. | 116.9938 | 106.72 | 112.2476 | 119.0992 | 122.7696 | 122.4499 | 122.8644 | 120.8768 | 117.7238 | 113.35 | 112.4037 | 101.6281
| SPS1 | CH | Primary Energy Consumption¦Gas¦Fossil gases¦Natural gas | PJ/yr. | 116.9938 | 106.72 | 112.2476 | 119.0984 | 122.7682 | 122.4487 | 122.8631 | 120.874 | 117.7224 | 113.3472 | 112.4015 | 101.6234
| SPS1 | CH | Primary Energy Consumption¦Gas¦Fossil gases¦Liquified Natural Gas | PJ/yr. | 0 | 0 | 0 | 0.00078135 | 0.0013688 | 0.0012542 | 0.0013294 | 0.0028105 | 0.0014621 | 0.0027827 | 0.0021781 | 0.0046299
| SPS1 | CH | Primary Energy Consumption¦Gas¦Synthetic gases | PJ/yr. | 0 | 0.5165 | 1.1671 | 2.2326 | 3.8133 | 6.0969 | 6.4014 | 6.6657 | 6.8192 | 7.113 | 8.838 | 9.6602
| SPS1 | CH | Primary Energy Consumption¦Gas¦Synthetic gases¦Biogases | PJ/yr. | 0 | 0.5165 | 1.1671 | 2.2326 | 2.2326 | 3.8133 | 6.0969 | 6.4014 | 6.6657 | 6.8192 | 7.113 | 8.838
| SPS1 | CH | Primary Energy Consumption¦Gas¦Synthetic gases¦Biogases¦Biogas | PJ/yr. | 0 | 0.5165 | 1.1671 | 2.2326 | 2.2326 | 3.8133 | 6.0969 | 6.4014 | 6.6657 | 6.8192 | 7.113 | 8.838
| SPS1 | CH | Primary Energy Consumption¦Gas¦Synthetic gases¦PtG | PJ/yr. | 0 | 0 | 0 | 0 | 1.5808 | 2.2836 | 0.30451 | 0.26432 | 0.15342 | 0.29381 | 1.725 | 0.82225
| SPS1 | CH | Primary Energy Consumption¦Gas¦Synthetic gases¦PtG¦PtG gas | PJ/yr. | 0 | 0 | 0 | 0 | 1.5808 | 2.2836 | 0.30451 | 0.26432 | 0.15342 | 0.29381 | 1.725 | 0.82225
| SPS1 | CH | Primary Energy Consumption¦Nuclear fuel | PJ/yr. | 250.9482 | 254.3925 | 224.1787 | 221.5313 | 173.5358 | 100.0263 | 0 | 0 | 21.6949 | 44.3642 | 44.57 | 45.583
| SPS1 | CH | Primary Energy Consumption¦Electricity | PJ/yr. | -20.01 | 14.4836 | -13.9788 | -30.5432 | -9.1959 | 15.8386 | 39.8676 | 34.7936 | 22.4602 | 18.4016 | 21.1162 | 27.6318
| SPS1 | CH | Primary Energy Consumption¦Hydrogen | PJ/yr. | 0 | 0 | 0 | 0 | 0 | 0.0017624 | 0.0017848 | 0.0013634 | 0.00053056 | 0.00094488 | 0.00070092 | 0.0016567
| SPS1 | CH | Primary Energy Consumption¦Wood | PJ/yr. | 44.9724 | 48.1905 | 48.1905 | 48.1905 | 48.191 | 48.191 | 48.191 | 48.191 | 48.191 | 48.191 | 48.191 | 48.191
| SPS1 | CH | Primary Energy Consumption¦Wood¦Waste wood | PJ/yr. | 11.1119 | 11.9529 | 13.2144 | 15.3169 | 15.8491 | 16.2664 | 16.6117 | 16.957 | 17.0158 | 17.0745 | 17.1333 | 17.1921
| SPS1 | CH | Primary Energy Consumption¦Wood¦Wood residues | PJ/yr. | 7.5117 | 7.5431 | 7.5903 | 7.669 | 7.669 | 7.669 | 7.669 | 7.669 | 7.669 | 7.669 | 7.669 | 7.669
| SPS1 | CH | Primary Energy Consumption¦Wood¦Wood from landscape maintenance | PJ/yr. | 3.1682 | 3.4957 | 3.9868 | 4.8054 | 4.8054 | 4.8054 | 4.8054 | 4.8054 | 4.8054 | 4.8054 | 4.8054 | 4.8054
| SPS1 | CH | Primary Energy Consumption¦Wood¦Wood from Forest (hard wood) | PJ/yr. | 23.1806 | 25.1988 | 23.3989 | 20.3992 | 19.8674 | 19.4502 | 19.1049 | 18.7596 | 18.7008 | 18.6421 | 18.5833 | 18.5246
| SPS1 | CH | Primary Energy Consumption¦Waste | PJ/yr. | 69.8294 | 69.8817 | 69.4889 | 69.0393 | 68.937 | 69.1588 | 69.3807 | 69.6026 | 69.6025 | 69.6027 | 69.6027 | 69.6027
| SPS1 | CH | Primary Energy Consumption¦Waste¦Non renewable waste | PJ/yr. | 35.83 | 35.8824 | 35.4895 | 35.04 | 34.9376 | 35.1594 | 35.3813 | 35.6032 | 35.6032 | 35.6032 | 35.6032 | 35.6032
| SPS1 | CH | Primary Energy Consumption¦Waste¦Renewable waste | PJ/yr. | 33.9994 | 33.9994 | 33.9994 | 33.9994 | 33.9994 | 33.9994 | 33.9994 | 33.9994 | 33.9994 | 33.9995 | 33.9995 | 33.9995
| SPS1 | CH | Primary Energy Consumption¦Manure | PJ/yr. | 3.7981 | 12.5316 | 12.5403 | 12.5404 | 12.5404 | 12.5413 | 12.5414 | 12.5414 | 12.5414 | 12.5414 | 12.5415 | 12.5416
| SPS1 | CH | Primary Energy Consumption¦Hydro | PJ/yr. | 149.4305 | 125.6058 | 141.9616 | 150.0095 | 150.0561 | 150.0941 | 150.132 | 150.1725 | 150.2094 | 150.2531 | 150.3022 | 150.7748
| SPS1 | CH | Primary Energy Consumption¦Hydro¦Large hydro | PJ/yr. | 66.7457 | 49.7988 | 68.5353 | 69.6189 | 70.7033 | 71.788 | 72.8725 | 73.9575 | 73.9574 | 73.9576 | 73.9575 | 73.9571
| SPS1 | CH | Primary Energy Consumption¦Hydro¦Run-of-river hydro | PJ/yr. | 66.6324 | 55.764 | 65.5507 | 64.4672 | 63.3828 | 62.298 | 61.2136 | 60.1286 | 60.1287 | 60.1285 | 60.1285 | 60.129
| SPS1 | CH | Primary Energy Consumption¦Hydro¦Pump storage | PJ/yr. | 16.0524 | 20.0429 | 7.8756 | 15.9234 | 15.9701 | 16.0081 | 16.0459 | 16.0865 | 16.1233 | 16.167 | 16.2162 | 16.6887
| SPS1 | CH | Primary Energy Consumption¦Solar | PJ/yr. | 12.5564 | 16.5222 | 32.459 | 54.379 | 57.3115 | 59.9638 | 62.6758 | 65.4257 | 68.0844 | 71.0655 | 74.5835 | 78.0609
| SPS1 | CH | Primary Energy Consumption¦Wind | PJ/yr. | 0.52401 | 0.5453 | 0.50317 | 0.54633 | 0.54692 | 0.54702 | 0.55241 | 0.55252 | 0.55266 | 0.55267 | 0.55309 | 0.5553
| SPS1 | CH | Primary Energy Consumption¦Ambient heat | PJ/yr. | 18.873 | 22.2148 | 26.3034 | 30.7683 | 39.091 | 42.1546 | 43.9978 | 47.1586 | 49.3794 | 52.297 | 54.6881 | 56.0448
| SPS1 | CH | Primary Energy Consumption¦Geothermal | PJ/yr. | 0 | 0 | 0 | 0 | 0 | 0.00026234 | 0.029612 | 0.060465 | 0 | 0 | 0 | 0
| SPS1 | CH | Electricity generation capacity | GWe/yr. | 22.3728 | 24.389 | 28.8769 | 33.2528 | 33.7016 | 33.8266 | 33.6457 | 34.59 | 35.8632 | 37.1035 | 37.9852 | 39.0004
| SPS1 | CH | Electricity generation capacity¦Nuclear Fuel | GWe/yr. | 3.0936 | 3.0936 | 2.9098 | 2.7578 | 2.1741 | 1.3534 | 0.12056 | 0.12056 | 0.39873 | 0.71925 | 0.72971 | 0.75603
| SPS1 | CH | Electricity generation capacity¦Nuclear Fuel¦Nuclear power plants | GWe/yr. | 3.0936 | 3.0936 | 2.9098 | 2.7578 | 2.1741 | 1.3534 | 0.12056 | 0.12056 | 0.39873 | 0.71925 | 0.72971 | 0.75603
| SPS1 | CH | Electricity generation capacity¦Hydro | GWe/yr. | 15.4036 | 16.1196 | 16.5628 | 16.6375 | 16.6376 | 16.6376 | 16.713 | 16.8314 | 16.8314 | 16.8315 | 16.8315 | 16.8321
| SPS1 | CH | Electricity generation capacity¦Hydro¦Hydro Large | GWe/yr. | 7.3394 | 7.341 | 7.3443 | 7.4152 | 7.4152 | 7.4152 | 7.4906 | 7.6089 | 7.6089 | 7.6089 | 7.6089 | 7.6089
| SPS1 | CH | Electricity generation capacity¦Hydro¦Hydro Run of River | GWe/yr. | 4.7247 | 4.8074 | 4.8589 | 4.8627 | 4.8628 | 4.8628 | 4.8628 | 4.8628 | 4.8628 | 4.8628 | 4.8628 | 4.8632
| SPS1 | CH | Electricity generation capacity¦Hydro¦Pump storage | GWe/yr. | 3.3394 | 3.9712 | 4.3596 | 4.3596 | 4.3596 | 4.3596 | 4.3596 | 4.3597 | 4.3597 | 4.3597 | 4.3597 | 4.36
| SPS1 | CH | Electricity generation capacity¦Oil | GWe/yr. | 0.031041 | 0.027972 | 0.018759 | 0.061977 | 0.095243 | 0.104 | 0.10352 | 0.10178 | 0.095515 | 0.087584 | 0.084955 | 0.093417
| SPS1 | CH | Electricity generation capacity¦Oil¦Peak devices | GWe/yr. | 0.021078 | 0.021012 | 0.011837 | 0.035481 | 0.056096 | 0.057976 | 0.052266 | 0.051012 | 0.04544 | 0.033673 | 0.032097 | 0.041059
| SPS1 | CH | Electricity generation capacity¦Oil¦CHP Oil (for District Heating) | GWe/yr. | 0.0016579 | 0.00056039 | 0.00052113 | 0.00041185 | 0.00039459 | 0.00021293 | 0.00021857 | 0.00034535 | 0.00033505 | 0.00044127 | 0.0003439 | 0.00059551
| SPS1 | CH | Electricity generation capacity¦Oil¦Industrial CHPs oil | GWe/yr. | 0.0083052 | 0.0064 | 0.0064015 | 0.026085 | 0.038752 | 0.045811 | 0.05104 | 0.050423 | 0.04974 | 0.05347 | 0.052514 | 0.051762
| SPS1 | CH | Electricity generation capacity¦Gas | GWe/yr. | 0.2269 | 0.16148 | 0.14693 | 0.34188 | 0.48141 | 0.64453 | 0.73773 | 0.74781 | 1.0269 | 1.1111 | 1.09 | 1.0687
| SPS1 | CH | Electricity generation capacity¦Gas¦Gas turbines combined cycle | GWe/yr. | 0 | 0 | 0 | 0 | 0 | 0.0037282 | 0.087202 | 0.17069 | 0.46722 | 0.66433 | 0.69852 | 0.68283
| SPS1 | CH | Electricity generation capacity¦Gas¦Gas turbines open cycle | GWe/yr. | 0 | 0 | 0 | 0 | 0.019089 | 0.07927 | 0.079276 | 0.079275 | 0.079268 | 0.042584 | 0.0084441 | 0.017506
| SPS1 | CH | Electricity generation capacity¦Gas¦Gas turbines combined cycle CCS | GWe/yr. | 0 | 0 | 0 | 0 | 0 | 0 | 0 | 0 | 0 | 0 | 0 | 0
| SPS1 | CH | Electricity generation capacity¦Gas¦CHP Gas (for District Heating) | GWe/yr. | 0.046626 | 4.4548e-05 | 0.00058656 | 0.024296 | 0.024287 | 0.096699 | 0.089606 | 0.07333 | 0.064691 | 0.0018575 | 0.0010227 | 0.0013822
| SPS1 | CH | Electricity generation capacity¦Gas¦CHP Fuel Cell Gas (for District Heating) | GWe/yr. | 0 | 0 | 0 | 0 | 0 | 0.017393 | 0.044929 | 0.071674 | 0.069379 | 0.054295 | 0.026766 | 0.00148
| SPS1 | CH | Electricity generation capacity¦Gas¦Industrial CHPs gas | GWe/yr. | 0.029063 | 0.021496 | 0.013677 | 0.031752 | 0.027625 | 0.027628 | 0.01889 | 0.0092126 | 0.0092041 | 0.0092362 | 0.0093841 | 0.0048437
| SPS1 | CH | Electricity generation capacity¦Gas¦Industrial CHPs gas (CCS) | GWe/yr. | 0 | 0 | 0 | 0 | 0 | 0 | 0 | 0 | 0 | 0 | 0 | 0
| SPS1 | CH | Electricity generation capacity¦Gas¦Industrial CHPs fuel cells (gas reformer) | GWe/yr. | 0 | 0 | 0 | 8.2937e-05 | 0.00014516 | 0.00017819 | 0.00020197 | 0.00035742 | 0.00030625 | 0.00054657 | 0.0004811 | 0.00078182
| SPS1 | CH | Electricity generation capacity¦Gas¦Residential single family CHPs gas | GWe/yr. | 0.0041189 | 0.00066511 | 0.0007421 | 0.00071366 | 0.0009822 | 0.00096555 | 0.0014096 | 0.0015097 | 0.0013458 | 0.0016712 | 0.0085658 | 0.010198
| SPS1 | CH | Electricity generation capacity¦Gas¦Residential single family CHPs fuel cells gas | GWe/yr. | 0 | 0 | 0 | 1.7458e-05 | 6.4881e-05 | 6.5656e-05 | 7.0024e-05 | 0.00016663 | 0.00013449 | 0.00021358 | 0.00020495 | 0.00038861
| SPS1 | CH | Electricity generation capacity¦Gas¦Residential multi family CHPs gas | GWe/yr. | 0.0083815 | 0.0066482 | 0.0071984 | 0.046666 | 0.048281 | 0.054928 | 0.049443 | 0.05279 | 0.051455 | 0.049786 | 0.043808 | 0.040669
| SPS1 | CH | Electricity generation capacity¦Gas¦Residential multi family CHPs fuel cells gas | GWe/yr. | 0 | 0 | 0 | 7.8711e-05 | 0.00031697 | 0.00032457 | 0.00037684 | 0.00097438 | 0.00083168 | 0.00168 | 0.0016148 | 0.003011
| SPS1 | CH | Electricity generation capacity¦Gas¦Services sectors CHPs (bio)gas | GWe/yr. | 0.073513 | 0.084748 | 0.084748 | 0.084748 | 0.084748 | 0.084748 | 0.084748 | 0.084749 | 0.084749 | 0.084751 | 0.088905 | 0.088924
| SPS1 | CH | Electricity generation capacity¦Gas¦Services sectors CHPs gas | GWe/yr. | 0.0652 | 0.047877 | 0.039974 | 0.15346 | 0.27565 | 0.27838 | 0.28141 | 0.20272 | 0.19795 | 0.19936 | 0.20173 | 0.21511
| SPS1 | CH | Electricity generation capacity¦Gas¦Services sectors CHPs fuel cells (gas reformer) | GWe/yr. | 0 | 0 | 0 | 6.999e-05 | 0.00022278 | 0.00021604 | 0.00016466 | 0.00036601 | 0.00036491 | 0.00073933 | 0.00056734 | 0.0015268
| SPS1 | CH | Electricity generation capacity¦Wastes | GWe/yr. | 0.43153 | 0.39205 | 0.39153 | 0.36003 | 0.36281 | 0.36993 | 0.37679 | 0.38317 | 0.38317 | 0.38325 | 0.3904 | 0.39052
| SPS1 | CH | Electricity generation capacity¦Wastes¦Wastes Incineration (electric only) | GWe/yr. | 0.30584 | 0.30584 | 0.30584 | 0.27599 | 0.27949 | 0.28606 | 0.29279 | 0.29969 | 0.29969 | 0.29969 | 0.29969 | 0.3052
| SPS1 | CH | Electricity generation capacity¦Wastes¦Wastes Incineration (electric only) CCS | GWe/yr. | 0 | 0 | 0 | 0 | 0 | 0 | 0 | 0 | 0 | 0 | 0 | 0
| SPS1 | CH | Electricity generation capacity¦Wastes¦CHP Wastes (for District Heating) | GWe/yr. | 0.077883 | 0.071001 | 0.07049 | 0.07049 | 0.069926 | 0.070079 | 0.070202 | 0.070293 | 0.070295 | 0.070372 | 0.077521 | 0.072128
| SPS1 | CH | Electricity generation capacity¦Wastes¦CHP Wastes (for District Heating) CCS | GWe/yr. | 0 | 0 | 0 | 0 | 0 | 0 | 0 | 0 | 0 | 0 | 0 | 0
| SPS1 | CH | Electricity generation capacity¦Wastes¦Industrial CHPs wastes | GWe/yr. | 0.047806 | 0.015206 | 0.015206 | 0.013546 | 0.013393 | 0.013794 | 0.013795 | 0.013191 | 0.013191 | 0.013192 | 0.013191 | 0.013193
| SPS1 | CH | Electricity generation capacity¦Wastes¦Industrial CHPs wastes CCS | GWe/yr. | 0 | 0 | 0 | 0 | 0 | 0 | 0 | 0 | 0 | 0 | 0 | 0
| SPS1 | CH | Electricity generation capacity¦Wood | GWe/yr. | 0.02171 | 0.030262 | 0.063424 | 0.11171 | 0.14387 | 0.17108 | 0.20127 | 0.23369 | 0.2389 | 0.26261 | 0.24562 | 0.24966
| SPS1 | CH | Electricity generation capacity¦Wood¦CHP Wood (for District Heating) | GWe/yr. | 0.015271 | 0.010978 | 0.02072 | 0.040361 | 0.049308 | 0.057683 | 0.057049 | 0.0729 | 0.072578 | 0.087901 | 0.072705 | 0.068909
| SPS1 | CH | Electricity generation capacity¦Wood¦Biomass with CCS (BECCS) | GWe/yr. | 0 | 0 | 0 | 0 | 0 | 0 | 0 | 0 | 0 | 0 | 0 | 0
| SPS1 | CH | Electricity generation capacity¦Wood¦Industrial CHPs wood | GWe/yr. | 0.0064389 | 0.019284 | 0.042704 | 0.070872 | 0.093923 | 0.11281 | 0.14362 | 0.15948 | 0.16508 | 0.17298 | 0.17152 | 0.17821
| SPS1 | CH | Electricity generation capacity¦Wood¦Industrial CHPs wood (CCS) | GWe/yr. | 0 | 0 | 0 | 0 | 0 | 0 | 0 | 0 | 0 | 0 | 0 | 0
| SPS1 | CH | Electricity generation capacity¦Wood¦Residential single family CHPs wood | GWe/yr. | 0 | 0 | 0 | 8.7492e-05 | 0.00018816 | 0.00018187 | 0.00018706 | 0.00038887 | 0.0003739 | 0.00054758 | 0.00038245 | 0.0006513
| SPS1 | CH | Electricity generation capacity¦Wood¦Residential multi family CHPs wood | GWe/yr. | 0 | 0 | 0 | 0.00021184 | 0.00027871 | 0.00025151 | 0.00024388 | 0.0006128 | 0.00059089 | 0.00069434 | 0.00059749 | 0.0010501
| SPS1 | CH | Electricity generation capacity¦Wood¦Services sectors CHPs wood | GWe/yr. | 0 | 0 | 0 | 0.00017445 | 0.00017674 | 0.00015173 | 0.00016933 | 0.00031222 | 0.00028529 | 0.00048583 | 0.00041124 | 0.00084498
| SPS1 | CH | Electricity generation capacity¦Wind | GWe/yr. | 0.08712 | 0.09066 | 0.083656 | 0.090831 | 0.09093 | 0.090946 | 0.091843 | 0.091862 | 0.091885 | 0.091888 | 0.091957 | 0.092326
| SPS1 | CH | Electricity generation capacity¦Wind¦Wind turbines | GWe/yr. | 0.08712 | 0.09066 | 0.083656 | 0.090831 | 0.09093 | 0.090946 | 0.091843 | 0.091862 | 0.091885 | 0.091888 | 0.091957 | 0.092326
| SPS1 | CH | Electricity generation capacity¦Solar | GWe/yr. | 2.9747 | 4.3709 | 8.5974 | 12.655 | 13.4679 | 14.1429 | 14.8169 | 15.5382 | 16.2028 | 16.975 | 17.8376 | 18.7677
| SPS1 | CH | Electricity generation capacity¦Solar¦Solar PV (large scale) | GWe/yr. | 0 | 0 | 0.044926 | 0.068674 | 0.23945 | 0.23968 | 0.2045 | 0.18039 | 0.061629 | 0.010388 | 0.0076292 | 0.028282
| SPS1 | CH | Electricity generation capacity¦Solar¦Solar PV (Industry) | GWe/yr. | 1.1186 | 1.6529 | 3.5612 | 3.4923 | 3.6704 | 3.8576 | 4.0544 | 4.2612 | 4.4786 | 4.7071 | 4.9472 | 5.1995
| SPS1 | CH | Electricity generation capacity¦Solar¦Solar PV (Residential single family) | GWe/yr. | 0.67886 | 1.1559 | 2.0811 | 4.68 | 4.9187 | 5.1696 | 5.4333 | 5.7105 | 6.0018 | 6.3079 | 6.6297 | 6.9679
| SPS1 | CH | Electricity generation capacity¦Solar¦Solar PV (Residential multi family) | GWe/yr. | 0.27425 | 0.43895 | 1.735 | 3.3234 | 3.4929 | 3.6711 | 3.8584 | 4.0552 | 4.262 | 4.4794 | 4.7079 | 4.9481
| SPS1 | CH | Electricity generation capacity¦Solar¦Solar PV (Services) | GWe/yr. | 0.90293 | 1.1231 | 1.1752 | 1.0907 | 1.1464 | 1.2048 | 1.2663 | 1.3309 | 1.3988 | 1.4701 | 1.5451 | 1.6239
| SPS1 | CH | Electricity generation capacity¦Geothermal | GWe/yr. | 0 | 0 | 0 | 0 | 0 | 0 | 0.00017467 | 0.00029002 | 0.00029666 | 0.00031404 | 0.00036526 | 0.00063878
| SPS1 | CH | Electricity generation capacity¦Geothermal¦Deep geothermal | GWe/yr. | 0 | 0 | 0 | 0 | 0 | 0 | 0.00017467 | 0.00029002 | 0.00029666 | 0.00031404 | 0.00036526 | 0.00063878
| SPS1 | CH | Electricity generation capacity¦Hydrogen | GWe/yr. | 0 | 0 | 0 | 0.00016283 | 0.00042436 | 0.00066131 | 0.00069809 | 0.0017893 | 0.0016358 | 0.0046064 | 0.0084945 | 0.0098252
| SPS1 | CH | Electricity generation capacity¦Hydrogen¦CHP Fuel Cell Hydrogen (for District Heating) | GWe/yr. | 0 | 0 | 0 | 0 | 0 | 0.00012064 | 0.00013891 | 0.00030503 | 0.00029177 | 0.0012378 | 0.0049449 | 0.0053332
| SPS1 | CH | Electricity generation capacity¦Hydrogen¦Industrial CHPs fuel cells (hydrogen) | GWe/yr. | 0 | 0 | 0 | 0.00010875 | 0.00028165 | 0.00038114 | 0.0003849 | 0.00095702 | 0.00084532 | 0.002102 | 0.0026217 | 0.0026135
| SPS1 | CH | Electricity generation capacity¦Hydrogen¦Services sectors CHPs fuel cells (hydrogen) | GWe/yr. | 0 | 0 | 0 | 5.4079e-05 | 0.00014271 | 0.00015953 | 0.00017428 | 0.00052728 | 0.00049871 | 0.0012666 | 0.00092795 | 0.0018785
| SPS1 | CH | Electricity generation capacity¦Electricity storage (non hydro) | GWe/yr. | 0.10267 | 0.10255 | 0.10256 | 0.23588 | 0.24738 | 0.31148 | 0.4832 | 0.53949 | 0.59191 | 0.63653 | 0.67465 | 0.73942
| SPS1 | CH | Electricity generation capacity¦Electricity storage (non hydro)¦CAES | GWe/yr. | 0.1 | 0.099878 | 0.099877 | 0.099805 | 0.099806 | 0.099808 | 0.099809 | 0.099809 | 0.099809 | 0.099808 | 0.099808 | 0.099809
| SPS1 | CH | Electricity generation capacity¦Electricity storage (non hydro)¦Battery storage large size centralised | GWe/yr. | 0.00044343 | 0.00044418 | 0.00044652 | 0.00041067 | 0.0010137 | 0.045807 | 0.049017 | 0.049031 | 0.049043 | 0.049069 | 0.049111 | 0.049296
| SPS1 | CH | Electricity generation capacity¦Electricity storage (non hydro)¦Battery storage medium size centralised | GWe/yr. | 0.00033021 | 0.00033078 | 0.00033264 | 0.00031638 | 0.00080307 | 0.0088508 | 0.16544 | 0.20882 | 0.25211 | 0.28683 | 0.31481 | 0.36804
| SPS1 | CH | Electricity generation capacity¦Electricity storage (non hydro)¦Batteries in industry | GWe/yr. | 0.00030698 | 0.00030747 | 0.00030884 | 0.027047 | 0.027189 | 0.023227 | 0.026356 | 0.032207 | 0.027795 | 0.037552 | 0.044828 | 0.065085
| SPS1 | CH | Electricity generation capacity¦Electricity storage (non hydro)¦Batteries in residential single family houses | GWe/yr. | 0.00063955 | 0.00064056 | 0.00064324 | 0.041404 | 0.044385 | 0.043329 | 0.05058 | 0.056033 | 0.061302 | 0.061355 | 0.062348 | 0.059041
| SPS1 | CH | Electricity generation capacity¦Electricity storage (non hydro)¦Batteries in residential multi-family houses | GWe/yr. | 0.00063956 | 0.00064056 | 0.00064325 | 0.041687 | 0.045217 | 0.054023 | 0.056078 | 0.056446 | 0.061358 | 0.061449 | 0.062455 | 0.0591
| SPS1 | CH | Electricity generation capacity¦Electricity storage (non hydro)¦Batteries in Services sector | GWe/yr. | 0.00030794 | 0.00030842 | 0.0003098 | 0.025209 | 0.028965 | 0.036436 | 0.035919 | 0.037152 | 0.040489 | 0.040466 | 0.041288 | 0.039053
| SPS1 | CH | Space and water heat boiler capacity in Residential sector | GWth/yr. | 11.1641 | 11.9218 | 12.0455 | 12.3689 | 11.1064 | 10.7436 | 10.7997 | 10.1618 | 9.8324 | 9.5812 | 9.1126 | 8.0227
| SPS1 | CH | Space and water heat boiler capacity in Residential sector¦Space heating | GWth/yr. | 9.3031 | 9.9031 | 10.0557 | 10.3003 | 9.3197 | 9.0001 | 9.0386 | 8.476 | 8.1052 | 7.9034 | 7.4667 | 6.4146
| SPS1 | CH | Space and water heat boiler capacity in Residential sector¦Space heating¦Electricty | GWth/yr. | 2.1117 | 2.4157 | 2.5676 | 2.7361 | 2.7886 | 2.7192 | 2.75 | 2.5659 | 2.4379 | 2.4418 | 2.4237 | 2.4187
| SPS1 | CH | Space and water heat boiler capacity in Residential sector¦Space heating¦Electricty¦Electric boiler | GWth/yr. | 0.67257 | 0.70372 | 0.70372 | 0.70372 | 0.43747 | 0.36959 | 0.40048 | 0.18909 | 0.060876 | 0.064314 | 0.046802 | 0.041684
| SPS1 | CH | Space and water heat boiler capacity in Residential sector¦Space heating¦Electricty¦Heat pump electric | GWth/yr. | 1.4391 | 1.712 | 1.8639 | 2.0324 | 2.3512 | 2.3496 | 2.3496 | 2.3768 | 2.377 | 2.3775 | 2.3769 | 2.377
| SPS1 | CH | Space and water heat boiler capacity in Residential sector¦Space heating¦Oil | GWth/yr. | 3.4074 | 3.4074 | 3.4074 | 3.4074 | 2.4488 | 2.294 | 2.294 | 1.8946 | 1.7665 | 1.6545 | 1.0813 | 0.54099
| SPS1 | CH | Space and water heat boiler capacity in Residential sector¦Space heating¦Oil¦Light fuel oil boiler | GWth/yr. | 3.4074 | 3.4074 | 3.4074 | 3.4074 | 2.4488 | 2.294 | 2.294 | 1.8946 | 1.7665 | 1.6545 | 1.0813 | 0.54099
| SPS1 | CH | Space and water heat boiler capacity in Residential sector¦Space heating¦Gas | GWth/yr. | 2.7688 | 2.9984 | 2.9992 | 3.0645 | 3.2205 | 3.1824 | 3.1981 | 3.3116 | 3.2119 | 3.1447 | 3.3306 | 2.9074
| SPS1 | CH | Space and water heat boiler capacity in Residential sector¦Space heating¦Gas¦Gas boiler | GWth/yr. | 2.7688 | 2.9983 | 2.9983 | 3.0636 | 3.0298 | 2.8252 | 2.7553 | 2.6607 | 2.5154 | 2.4165 | 2.282 | 1.8585
| SPS1 | CH | Space and water heat boiler capacity in Residential sector¦Space heating¦Gas¦Heat pump gas | GWth/yr. | 4.3007e-07 | 5.7485e-06 | 0.0008855 | 0.00089038 | 0.19073 | 0.35714 | 0.44281 | 0.65088 | 0.69657 | 0.72817 | 1.0486 | 1.0489
| SPS1 | CH | Space and water heat boiler capacity in Residential sector¦Space heating¦Coal | GWth/yr. | 0.007 | 0.0063993 | 0.0001714 | 0.00015774 | 4.0867e-05 | 0 | 0 | 0 | 0 | 0 | 0 | 0
| SPS1 | CH | Space and water heat boiler capacity in Residential sector¦Space heating¦Coal¦Coal boiler | GWth/yr. | 0.007 | 0.0063993 | 0.0001714 | 0.00015774 | 4.0867e-05 | 0 | 0 | 0 | 0 | 0 | 0 | 0
| SPS1 | CH | Space and water heat boiler capacity in Residential sector¦Space heating¦Wood | GWth/yr. | 0.68965 | 0.69794 | 0.70388 | 0.70388 | 0.46881 | 0.40906 | 0.39511 | 0.29994 | 0.28377 | 0.25467 | 0.22631 | 0.14433
| SPS1 | CH | Space and water heat boiler capacity in Residential sector¦Space heating¦Wood¦Wood boiler | GWth/yr. | 0.68965 | 0.69794 | 0.70388 | 0.70388 | 0.46881 | 0.40906 | 0.39511 | 0.29994 | 0.28377 | 0.25467 | 0.22631 | 0.14433
| SPS1 | CH | Space and water heat boiler capacity in Residential sector¦Space heating¦Pellets | GWth/yr. | 0.20446 | 0.24036 | 0.24047 | 0.25123 | 0.25943 | 0.26539 | 0.2713 | 0.27521 | 0.27836 | 0.28188 | 0.28103 | 0.28113
| SPS1 | CH | Space and water heat boiler capacity in Residential sector¦Space heating¦Pellets¦Pellets boiler | GWth/yr. | 0.20446 | 0.24036 | 0.24047 | 0.25123 | 0.25943 | 0.26539 | 0.2713 | 0.27521 | 0.27836 | 0.28188 | 0.28103 | 0.28113
| SPS1 | CH | Space and water heat boiler capacity in Residential sector¦Space heating¦Solar | GWth/yr. | 0.11421 | 0.13692 | 0.137 | 0.13703 | 0.13346 | 0.13005 | 0.13003 | 0.12865 | 0.12665 | 0.12585 | 0.12374 | 0.12199
| SPS1 | CH | Space and water heat boiler capacity in Residential sector¦Space heating¦Solar¦Solar thermal | GWth/yr. | 0.11421 | 0.13692 | 0.137 | 0.13703 | 0.13346 | 0.13005 | 0.13003 | 0.12865 | 0.12665 | 0.12585 | 0.12374 | 0.12199
| SPS1 | CH | Space and water heat boiler capacity in Residential sector¦Space heating¦Hydrogen | GWth/yr. | 0 | 0 | 0 | 0 | 0 | 0 | 0 | 0 | 0 | 0 | 0 | 0
| SPS1 | CH | Space and water heat boiler capacity in Residential sector¦Space heating¦Hydrogen¦Hydrogen boiler | GWth/yr. | 0 | 0 | 0 | 0 | 0 | 0 | 0 | 0 | 0 | 0 | 0 | 0
| SPS1 | CH | Space and water heat boiler capacity in Residential sector¦Water heating | GWth/yr. | 1.861 | 2.0187 | 1.9897 | 2.0687 | 1.7866 | 1.7435 | 1.7611 | 1.6858 | 1.7272 | 1.6778 | 1.6458 | 1.6081
| SPS1 | CH | Space and water heat boiler capacity in Residential sector¦Water heating¦Electricty | GWth/yr. | 0.65093 | 0.71898 | 0.81152 | 0.88301 | 0.81304 | 0.79618 | 0.81719 | 0.70413 | 0.76127 | 0.76068 | 0.67309 | 0.73061
| SPS1 | CH | Space and water heat boiler capacity in Residential sector¦Water heating¦Electricty¦Electric boiler | GWth/yr. | 0.43757 | 0.47285 | 0.47285 | 0.47285 | 0.28181 | 0.24818 | 0.24818 | 0.12879 | 0.045915 | 0.039829 | 0.032149 | 0.026754
| SPS1 | CH | Space and water heat boiler capacity in Residential sector¦Water heating¦Electricty¦Heat pump electric | GWth/yr. | 0.21335 | 0.24613 | 0.33866 | 0.41015 | 0.53123 | 0.54801 | 0.56901 | 0.57534 | 0.71536 | 0.72085 | 0.64094 | 0.70386
| SPS1 | CH | Space and water heat boiler capacity in Residential sector¦Water heating¦Oil | GWth/yr. | 0.47738 | 0.47738 | 0.17519 | 0.17518 | 0.045431 | 0.000317 | 0.00032308 | 0.00032171 | 0.00040062 | 0.00058024 | 0.00047803 | 0.0012411
| SPS1 | CH | Space and water heat boiler capacity in Residential sector¦Water heating¦Oil¦Light fuel oil boiler | GWth/yr. | 0.47738 | 0.47738 | 0.17519 | 0.17518 | 0.045431 | 0.000317 | 0.00032308 | 0.00032171 | 0.00040062 | 0.00058024 | 0.00047803 | 0.0012411
| SPS1 | CH | Space and water heat boiler capacity in Residential sector¦Water heating¦Gas | GWth/yr. | 0.4361 | 0.4361 | 0.61868 | 0.62615 | 0.7233 | 0.76487 | 0.76125 | 0.81507 | 0.79626 | 0.76124 | 0.81517 | 0.74557
| SPS1 | CH | Space and water heat boiler capacity in Residential sector¦Water heating¦Gas¦Gas boiler | GWth/yr. | 0.4361 | 0.4361 | 0.6185 | 0.62597 | 0.68946 | 0.67712 | 0.63948 | 0.61849 | 0.58629 | 0.54264 | 0.53142 | 0.43364
| SPS1 | CH | Space and water heat boiler capacity in Residential sector¦Water heating¦Gas¦Heat pump gas | GWth/yr. | 4.7729e-11 | 1.9232e-06 | 0.00017681 | 0.00017944 | 0.033844 | 0.087749 | 0.12177 | 0.19657 | 0.20998 | 0.2186 | 0.28375 | 0.31193
| SPS1 | CH | Space and water heat boiler capacity in Residential sector¦Water heating¦Coal | GWth/yr. | 0 | 0 | 0 | 0 | 0 | 0 | 0 | 0 | 0 | 0 | 0 | 0
| SPS1 | CH | Space and water heat boiler capacity in Residential sector¦Water heating¦Coal¦Coal boiler | GWth/yr. | 0 | 0 | 0 | 0 | 0 | 0 | 0 | 0 | 0 | 0 | 0 | 0
| SPS1 | CH | Space and water heat boiler capacity in Residential sector¦Water heating¦Wood | GWth/yr. | 0.035322 | 0.040437 | 0.038521 | 0.038503 | 0.016831 | 0.014628 | 0.014625 | 0.010816 | 0.010233 | 0.0088447 | 0.0080996 | 0.005108
| SPS1 | CH | Space and water heat boiler capacity in Residential sector¦Water heating¦Wood¦Wood boiler | GWth/yr. | 0.035322 | 0.040437 | 0.038521 | 0.038503 | 0.016831 | 0.014628 | 0.014625 | 0.010816 | 0.010233 | 0.0088447 | 0.0080996 | 0.005108
| SPS1 | CH | Space and water heat boiler capacity in Residential sector¦Water heating¦Pellets | GWth/yr. | 0.011241 | 0.013194 | 0.013192 | 0.013191 | 0.0094319 | 0.0096735 | 0.0098433 | 0.010013 | 0.010104 | 0.010221 | 0.010214 | 0.010244
| SPS1 | CH | Space and water heat boiler capacity in Residential sector¦Water heating¦Pellets¦Pellets boiler | GWth/yr. | 0.011241 | 0.013194 | 0.013192 | 0.013191 | 0.0094319 | 0.0096735 | 0.0098433 | 0.010013 | 0.010104 | 0.010221 | 0.010214 | 0.010244
| SPS1 | CH | Space and water heat boiler capacity in Residential sector¦Water heating¦Solar | GWth/yr. | 0.25001 | 0.33263 | 0.33263 | 0.33263 | 0.1786 | 0.15788 | 0.15789 | 0.1455 | 0.14889 | 0.13622 | 0.13876 | 0.11536
| SPS1 | CH | Space and water heat boiler capacity in Residential sector¦Water heating¦Solar¦Solar thermal | GWth/yr. | 0.25001 | 0.33263 | 0.33263 | 0.33263 | 0.1786 | 0.15788 | 0.15789 | 0.1455 | 0.14889 | 0.13622 | 0.13876 | 0.11536
| SPS1 | CH | Space and water heat boiler capacity in Residential sector¦Water heating¦Hydrogen | GWth/yr. | 0 | 0 | 0 | 0 | 0 | 0 | 0 | 0 | 0 | 0 | 0 | 0
| SPS1 | CH | Space and water heat boiler capacity in Residential sector¦Water heating¦Hydrogen¦Hydrogen boiler | GWth/yr. | 0 | 0 | 0 | 0 | 0 | 0 | 0 | 0 | 0 | 0 | 0 | 0
| SPS1 | CH | Process and space heating capacity in industry sectors | GWth/yr. | 3.6003 | 3.7841 | 3.7623 | 3.8414 | 3.4994 | 3.5354 | 3.6004 | 3.6048 | 3.3199 | 3.5336 | 3.3214 | 3.0944
| SPS1 | CH | Process and space heating capacity in industry sectors¦Electricity | GWth/yr. | 0.61671 | 0.84884 | 0.96601 | 1.1521 | 1.3459 | 1.4655 | 1.5289 | 1.5067 | 1.4639 | 1.5202 | 1.4996 | 1.4864
| SPS1 | CH | Process and space heating capacity in industry sectors¦Electricity¦Electric boiler | GWth/yr. | 0.55645 | 0.77255 | 0.77279 | 0.836 | 0.89956 | 0.97695 | 1.0403 | 1.019 | 0.97156 | 1.0137 | 0.99959 | 0.98614
| SPS1 | CH | Process and space heating capacity in industry sectors¦Electricity¦Heat pump electric | GWth/yr. | 0.060263 | 0.076284 | 0.19322 | 0.31606 | 0.44638 | 0.48853 | 0.48859 | 0.48775 | 0.49231 | 0.50649 | 0.50004 | 0.50025
| SPS1 | CH | Process and space heating capacity in industry sectors¦Oil | GWth/yr. | 0.47725 | 0.4832 | 0.38248 | 0.38229 | 0.26062 | 0.16671 | 0.14596 | 0.02019 | 0.020041 | 0.019735 | 0.018086 | 0.019597
| SPS1 | CH | Process and space heating capacity in industry sectors¦Oil¦Light fuel boiler | GWth/yr. | 0.37634 | 0.38232 | 0.38231 | 0.38225 | 0.26055 | 0.16664 | 0.14588 | 0.02019 | 0.020041 | 0.019735 | 0.018086 | 0.019597
| SPS1 | CH | Process and space heating capacity in industry sectors¦Oil¦Heavy fuel boiler | GWth/yr. | 0.10092 | 0.10089 | 0.00016733 | 4.8695e-05 | 7.5931e-05 | 6.8679e-05 | 7.7157e-05 | 1.4836e-08 | 1.1353e-08 | 0 | 0 | 0
| SPS1 | CH | Process and space heating capacity in industry sectors¦Gas | GWth/yr. | 1.5566 | 1.5568 | 1.5595 | 1.5657 | 1.2598 | 1.2161 | 1.216 | 1.2309 | 0.9915 | 1.1462 | 1.0979 | 0.90301
| SPS1 | CH | Process and space heating capacity in industry sectors¦Gas¦Gas boiler | GWth/yr. | 1.5566 | 1.5566 | 1.5566 | 1.5565 | 1.2483 | 1.2032 | 1.2032 | 1.2178 | 0.97941 | 0.92439 | 0.87609 | 0.68211
| SPS1 | CH | Process and space heating capacity in industry sectors¦Gas¦Heat pump gas | GWth/yr. | 0 | 0.00020601 | 0.0028969 | 0.0092355 | 0.01142 | 0.012854 | 0.012864 | 0.013047 | 0.012093 | 0.22184 | 0.22182 | 0.2209
| SPS1 | CH | Process and space heating capacity in industry sectors¦Gas¦Biogas boiler | GWth/yr. | 0.017014 | 0.030439 | 0.040251 | 0.09217 | 0.16437 | 0.32215 | 0.27824 | 0.34676 | 0.35548 | 0.33998 | 0.34309 | 0.4525
| SPS1 | CH | Process and space heating capacity in industry sectors¦Coal | GWth/yr. | 0.26172 | 0.18632 | 0.1562 | 6.8885e-05 | 7.7043e-05 | 6.8086e-05 | 8.638e-05 | 0.00019127 | 0.00013104 | 0.000216 | 0.00010654 | 0.00019869
| SPS1 | CH | Process and space heating capacity in industry sectors¦Coal¦Coal boiler | GWth/yr. | 0.26172 | 0.18632 | 0.1562 | 6.8885e-05 | 7.7043e-05 | 6.8086e-05 | 8.638e-05 | 0.00019127 | 0.00013104 | 0.000216 | 0.00010654 | 0.00019869
| SPS1 | CH | Process and space heating capacity in industry sectors¦Wood | GWth/yr. | 0.28883 | 0.34134 | 0.34135 | 0.37747 | 0.41512 | 0.44909 | 0.47365 | 0.57683 | 0.5859 | 0.59768 | 0.44511 | 0.41706
| SPS1 | CH | Process and space heating capacity in industry sectors¦Wood¦Wood boiler | GWth/yr. | 0.28883 | 0.34134 | 0.34135 | 0.37747 | 0.41512 | 0.44909 | 0.47365 | 0.57683 | 0.5859 | 0.59768 | 0.44511 | 0.41706
| SPS1 | CH | Process and space heating capacity in industry sectors¦Pellets | GWth/yr. | 0.029861 | 0.03503 | 0.035068 | 0.042052 | 0.041583 | 0.040285 | 0.037861 | 0.039936 | 0.038489 | 0.038182 | 0.040286 | 0.039967
| SPS1 | CH | Process and space heating capacity in industry sectors¦Pellets¦Pellet boiler | GWth/yr. | 0.029861 | 0.03503 | 0.035068 | 0.042052 | 0.041583 | 0.040285 | 0.037861 | 0.039936 | 0.038489 | 0.038182 | 0.040286 | 0.039967
| SPS1 | CH | Process and space heating capacity in industry sectors¦Wastes | GWth/yr. | 0.35955 | 0.32013 | 0.30927 | 0.30924 | 0.16359 | 0.18495 | 0.18514 | 0.21462 | 0.20349 | 0.18915 | 0.19651 | 0.19512
| SPS1 | CH | Process and space heating capacity in industry sectors¦Wastes¦Wastes boiler | GWth/yr. | 0.35955 | 0.32013 | 0.30927 | 0.30924 | 0.16359 | 0.18495 | 0.18514 | 0.21462 | 0.20349 | 0.18915 | 0.19651 | 0.19512
| SPS1 | CH | Process and space heating capacity in industry sectors¦Solar | GWth/yr. | 0.0098215 | 0.012436 | 0.012437 | 0.012437 | 0.012439 | 0.01244 | 0.012442 | 0.012452 | 0.012452 | 0.012466 | 0.012467 | 0.012527
| SPS1 | CH | Process and space heating capacity in industry sectors¦Solar¦Solar thermal | GWth/yr. | 0.0098215 | 0.012436 | 0.012437 | 0.012437 | 0.012439 | 0.01244 | 0.012442 | 0.012452 | 0.012452 | 0.012466 | 0.012467 | 0.012527
| SPS1 | CH | Process and space heating capacity in industry sectors¦Hydrogen | GWth/yr. | 0 | 0 | 0 | 4.8565e-05 | 0.00024788 | 0.00030824 | 0.0003083 | 0.0030197 | 0.004027 | 0.0097394 | 0.011298 | 0.020498
| SPS1 | CH | Process and space heating capacity in industry sectors¦Hydrogen¦Hydrogen boiler | GWth/yr. | 0 | 0 | 0 | 4.8565e-05 | 0.00024788 | 0.00030824 | 0.0003083 | 0.0030197 | 0.004027 | 0.0097394 | 0.011298 | 0.020498
| SPS1 | CH | Space water and process heat boiler capacity in Services sectors | GWth/yr. | 6.1442 | 6.0822 | 6.202 | 6.2175 | 4.4705 | 4.2324 | 4.1622 | 3.7795 | 3.6085 | 3.5148 | 3.4314 | 3.2484
| SPS1 | CH | Space water and process heat boiler capacity in Services sectors¦Electricity | GWth/yr. | 0.61561 | 0.48892 | 0.60441 | 0.60442 | 0.59181 | 0.60274 | 0.61192 | 0.62412 | 0.66076 | 0.7007 | 0.75153 | 0.79961
| SPS1 | CH | Space water and process heat boiler capacity in Services sectors¦Electricity¦Electric boiler | GWth/yr. | 0.18499 | 0.058304 | 0.1738 | 0.1738 | 0.15935 | 0.13531 | 0.11107 | 0.08415 | 0.078606 | 0.075679 | 0.077784 | 0.081253
| SPS1 | CH | Space water and process heat boiler capacity in Services sectors¦Electricity¦Heat pump electric | GWth/yr. | 0.43062 | 0.43062 | 0.43062 | 0.43062 | 0.43247 | 0.46743 | 0.50085 | 0.53997 | 0.58215 | 0.62503 | 0.67375 | 0.71836
| SPS1 | CH | Space water and process heat boiler capacity in Services sectors¦Oil | GWth/yr. | 1.9286 | 1.9286 | 1.9286 | 1.9285 | 1.1081 | 0.9327 | 0.93236 | 0.83006 | 0.60965 | 0.55975 | 0.27744 | 0.15077
| SPS1 | CH | Space water and process heat boiler capacity in Services sectors¦Oil¦Light fuel boiler | GWth/yr. | 1.9286 | 1.9286 | 1.9286 | 1.9285 | 1.1081 | 0.9327 | 0.93236 | 0.83006 | 0.60965 | 0.55975 | 0.27744 | 0.15077
| SPS1 | CH | Space water and process heat boiler capacity in Services sectors¦Gas | GWth/yr. | 2.88 | 2.8793 | 2.8837 | 2.8837 | 2.1823 | 2.1918 | 2.1915 | 1.9701 | 1.9897 | 1.9074 | 2.0497 | 1.9562
| SPS1 | CH | Space water and process heat boiler capacity in Services sectors¦Gas¦Gas boiler | GWth/yr. | 2.7747 | 2.7739 | 2.7739 | 2.7739 | 2.0453 | 2.0493 | 2.0493 | 1.802 | 1.8261 | 1.7453 | 1.7768 | 1.6672
| SPS1 | CH | Space water and process heat boiler capacity in Services sectors¦Gas¦Heat pump gas | GWth/yr. | 8.8852e-07 | 3.6107e-05 | 0.00012785 | 0.00012993 | 0.00054374 | 0.00097621 | 0.0016758 | 0.0013903 | 0.0010485 | 0.0032466 | 0.0030808 | 0.010783
| SPS1 | CH | Space water and process heat boiler capacity in Services sectors¦Gas¦Biogas boiler | GWth/yr. | 0.10534 | 0.10535 | 0.10968 | 0.10968 | 0.13644 | 0.14144 | 0.14053 | 0.16675 | 0.16248 | 0.15893 | 0.26983 | 0.27824
| SPS1 | CH | Space water and process heat boiler capacity in Services sectors¦Wood | GWth/yr. | 0.47843 | 0.51301 | 0.51289 | 0.51288 | 0.28746 | 0.18133 | 0.11512 | 0.035753 | 0.034781 | 0.034105 | 0.033648 | 0.032255
| SPS1 | CH | Space water and process heat boiler capacity in Services sectors¦Wood¦Wood boiler | GWth/yr. | 0.47843 | 0.51301 | 0.51289 | 0.51288 | 0.28746 | 0.18133 | 0.11512 | 0.035753 | 0.034781 | 0.034105 | 0.033648 | 0.032255
| SPS1 | CH | Space water and process heat boiler capacity in Services sectors¦Pellets | GWth/yr. | 0.15051 | 0.17262 | 0.17262 | 0.18806 | 0.20089 | 0.2238 | 0.21129 | 0.21903 | 0.21323 | 0.20565 | 0.20547 | 0.19592
| SPS1 | CH | Space water and process heat boiler capacity in Services sectors¦Pellets¦Pellet boiler | GWth/yr. | 0.15051 | 0.17262 | 0.17262 | 0.18806 | 0.20089 | 0.2238 | 0.21129 | 0.21903 | 0.21323 | 0.20565 | 0.20547 | 0.19592
| SPS1 | CH | Space water and process heat boiler capacity in Services sectors¦Solar | GWth/yr. | 0.091072 | 0.099837 | 0.099838 | 0.099842 | 0.099842 | 0.099843 | 0.099844 | 0.099847 | 0.099848 | 0.099851 | 0.099855 | 0.099864
| SPS1 | CH | Space water and process heat boiler capacity in Services sectors¦Solar¦Solar thermal | GWth/yr. | 0.091072 | 0.099837 | 0.099838 | 0.099842 | 0.099842 | 0.099843 | 0.099844 | 0.099847 | 0.099848 | 0.099851 | 0.099855 | 0.099864
| SPS1 | CH | Space water and process heat boiler capacity in Services sectors¦Hydrogen | GWth/yr. | 0 | 0 | 0 | 6.3287e-05 | 0.00014944 | 0.00019513 | 0.00014953 | 0.00058646 | 0.00056352 | 0.007282 | 0.01383 | 0.013768
| SPS1 | CH | Space water and process heat boiler capacity in Services sectors¦Hydrogen¦Hydrogen boiler | GWth/yr. | 0 | 0 | 0 | 6.3287e-05 | 0.00014944 | 0.00019513 | 0.00014953 | 0.00058646 | 0.00056352 | 0.007282 | 0.01383 | 0.013768
| SPS1 | CH | Cars stock | Million | 4.6688 | 4.775 | 5.0371 | 5.5764 | 5.7443 | 5.9122 | 6.0167 | 6.1213 | 6.4179 | 6.5523 | 6.6886 | 6.8557
| SPS1 | CH | Cars stock¦Electricity¦Existing battery electric cars | Million | 0.04204 | 0.036431 | 0.028025 | 0.014013 | 0 | 0 | 0 | 0 | 0 | 0 | 0 | 0
| SPS1 | CH | Cars stock¦Electricity¦New battery electric cars (<60kW) | Million | 0.0015171 | 0.002977 | 0.0030677 | 0.0027227 | 0.0010187 | 0.04681 | 0.12728 | 0.2674 | 0.28522 | 0.2808 | 0.28921 | 0.26151
| SPS1 | CH | Cars stock¦Electricity¦New battery electric cars (60-100 kW) | Million | 0.0073557 | 0.011419 | 0.21426 | 0.76073 | 1.745 | 1.8441 | 1.8639 | 1.9011 | 1.8956 | 1.8732 | 1.8077 | 1.7948
| SPS1 | CH | Cars stock¦Electricity¦New battery electric cars (100-140 kW) | Million | 0.0042716 | 0.0087036 | 0.009215 | 0.17723 | 0.51828 | 0.73577 | 0.77054 | 0.7488 | 0.89323 | 1.0661 | 1.4084 | 1.5058
| SPS1 | CH | Cars stock¦Electricity¦New battery electric cars (>140 kW) | Million | 0.015342 | 0.099447 | 0.16658 | 0.31025 | 0.33112 | 0.20181 | 0.21303 | 0.22299 | 0.33454 | 0.35008 | 0.25902 | 0.38841
| SPS1 | CH | Cars stock¦Electricity¦New plug-in hybrid gasoline (<60 kW) | Million | 2.5998e-05 | 5.9494e-05 | 8.9474e-05 | 9.5669e-05 | 8.0444e-05 | 8.3253e-05 | 0.00012451 | 0.00011473 | 0.00023993 | 0.00049044 | 0.00073694 | 0.0011523
| SPS1 | CH | Cars stock¦Electricity¦New plug-in hybrid gasoline (60-100 kW) | Million | 0.0048862 | 0.0074879 | 0.0072886 | 0.0059775 | 0.00109 | 0.00019229 | 0.00026499 | 0.00021418 | 0.00041379 | 0.016552 | 0.036231 | 0.039759
| SPS1 | CH | Cars stock¦Electricity¦New plug-in hybrid gasoline (100-140 kW) | Million | 0.0040689 | 0.010873 | 0.037886 | 0.048105 | 0.062676 | 0.037874 | 0.036386 | 0.014918 | 0.04577 | 0.039165 | 0.028807 | 0.0053275
| SPS1 | CH | Cars stock¦Electricity¦New plug-in hybrid gasoline (>140 kW) | Million | 0.0072629 | 0.012531 | 0.012121 | 0.0097827 | 0.0021355 | 0.00045179 | 0.00089218 | 0.00068297 | 0.03358 | 0.033303 | 0.022798 | 0.11765
| SPS1 | CH | Cars stock¦Electricity¦New plug-in hybrid diesel (<60 kW) | Million | 1.52e-06 | 4.3471e-05 | 7.9248e-05 | 0.00010203 | 0.00013726 | 0.0002496 | 0.00027906 | 0.00052164 | 0.00039338 | 0.00011814 | 4.9934e-05 | 3.2973e-05
| SPS1 | CH | Cars stock¦Electricity¦New plug-in hybrid diesel (60-100 kW) | Million | 2.5773e-07 | 2.7852e-05 | 0.00014322 | 0.00021605 | 0.00067266 | 0.00097835 | 0.0009707 | 0.0010712 | 0.00070828 | 0.00039785 | 9.2057e-05 | 3.953e-05
| SPS1 | CH | Cars stock¦Electricity¦New plug-in hybrid diesel (100-140 kW) | Million | 4.0699e-06 | 0.032312 | 0.11222 | 0.39237 | 0.61853 | 0.43315 | 0.31172 | 0.30602 | 0.24587 | 0.13116 | 0.017752 | 3.6169e-05
| SPS1 | CH | Cars stock¦Electricity¦New plug-in hybrid diesel (>140 kW) | Million | 0.00025915 | 0.0008069 | 0.00091602 | 0.00089465 | 0.14713 | 0.36776 | 0.44829 | 0.41468 | 0.43948 | 0.56324 | 0.72074 | 0.70414
| SPS1 | CH | Cars stock¦Hydrogen¦New fuel cell cars (<60 kW) | Million | 0 | 1.9827e-06 | 2.7289e-06 | 6.4673e-08 | 1.2472e-07 | 1.4847e-07 | 1.4254e-07 | 1.3202e-07 | 1.38e-07 | 1.3162e-07 | 1.1357e-07 | 2.1852e-07
| SPS1 | CH | Cars stock¦Hydrogen¦New fuel cell cars (60-100 kW) | Million | 6.3333e-06 | 7.3921e-06 | 7.8088e-06 | 2.3285e-07 | 2.3455e-07 | 2.4537e-07 | 2.4591e-07 | 2.4591e-07 | 2.499e-07 | 2.5378e-07 | 2.4991e-07 | 3.7349e-07
| SPS1 | CH | Cars stock¦Hydrogen¦New fuel cell cars (100-140 kW) | Million | 5.3667e-05 | 0.00010894 | 0.00010404 | 3.8849e-07 | 2.9387e-07 | 2.8124e-07 | 2.7533e-07 | 2.7834e-07 | 2.8705e-07 | 2.7558e-07 | 2.7973e-07 | 4.2019e-07
| SPS1 | CH | Cars stock¦Hydrogen¦New fuel cell cars (>140 kW) | Million | 0 | 1.1673e-06 | 1.5379e-06 | 1.7732e-07 | 2.1776e-07 | 2.3341e-07 | 2.282e-07 | 2.3675e-07 | 2.3603e-07 | 2.2948e-07 | 2.265e-07 | 3.6211e-07
| SPS1 | CH | Cars stock¦Motor Gasoline¦Total¦Conventional gasoline hybrid existing | Million | 0.065791 | 0.057063 | 0.043895 | 0.021947 | 0 | 0 | 0 | 0 | 0 | 0 | 0 | 0
| SPS1 | CH | Cars stock¦Motor Gasoline¦Total¦New conventional gasoline hybrid (<60 kW) | Million | 0.0056692 | 0.0066461 | 0.025424 | 0.022453 | 0.049079 | 0.070708 | 0.053412 | 0.022129 | 0.0032821 | 0.022199 | 0.078238 | 0.10529
| SPS1 | CH | Cars stock¦Motor Gasoline¦Total¦New conventional gasoline hybrid (60-100 kW) | Million | 0.017227 | 0.029456 | 0.035923 | 0.029447 | 0.096205 | 0.078877 | 0.055608 | 0.00036627 | 0.00026227 | 0.00036752 | 0.00072624 | 0.0007583
| SPS1 | CH | Cars stock¦Motor Gasoline¦Total¦New conventional gasoline hybrid (100-140 kW) | Million | 0.014249 | 0.19118 | 0.18073 | 0.1456 | 0.04697 | 0.00015508 | 0.00015032 | 0.00017797 | 0.00018594 | 0.00023575 | 0.00030735 | 0.00032364
| SPS1 | CH | Cars stock¦Motor Gasoline¦Total¦New conventional gasoline hybrid (>140 kW) | Million | 0.0083206 | 0.014162 | 0.051545 | 0.15425 | 0.15949 | 0.202 | 0.24257 | 0.32906 | 0.348 | 0.32893 | 0.27246 | 0.24535
| SPS1 | CH | Cars stock¦Motor Gasoline¦Total¦Conventional gasoline ICE existing | Million | 2.4894 | 2.1575 | 1.6629 | 0.83144 | 0 | 0 | 0 | 0 | 0 | 0 | 0 | 0
| SPS1 | CH | Cars stock¦Motor Gasoline¦Total¦New conventional gasoline ICE (<60 kW) | Million | 0.036543 | 0.03978 | 0.039386 | 0.030248 | 0.0015318 | 0.00015894 | 0.00010575 | 7.0832e-05 | 4.036e-05 | 4.1946e-05 | 5.0662e-05 | 6.7186e-05
| SPS1 | CH | Cars stock¦Motor Gasoline¦Total¦New conventional gasoline ICE (60-100 kW) | Million | 0.21743 | 0.24339 | 0.24069 | 0.19038 | 0.010935 | 0.00037028 | 0.0001898 | 9.7906e-05 | 5.513e-05 | 5.814e-05 | 7.2103e-05 | 9.2616e-05
| SPS1 | CH | Cars stock¦Motor Gasoline¦Total¦New conventional gasoline ICE (100-140 kW) | Million | 0.18201 | 0.20369 | 0.26422 | 0.2195 | 0.082997 | 0.037111 | 0.02173 | 0.00050712 | 0.00013296 | 9.5411e-05 | 0.00013085 | 0.00015445
| SPS1 | CH | Cars stock¦Motor Gasoline¦Total¦New conventional gasoline ICE (>140 kW) | Million | 0.15708 | 0.17929 | 0.45297 | 0.86791 | 1.1336 | 1.197 | 1.2135 | 1.236 | 1.2392 | 1.2397 | 1.2279 | 1.1679
| SPS1 | CH | Cars stock¦Motor Gasoline¦Total¦New mild hybrid gasoline (<60 kW) | Million | 0 | 2.1685e-05 | 0.018856 | 0.017191 | 0.012345 | 0.0022581 | 7.6858e-05 | 6.186e-05 | 4.9606e-05 | 7.6422e-05 | 0.00018166 | 0.00024844
| SPS1 | CH | Cars stock¦Motor Gasoline¦Total¦New mild hybrid gasoline (60-100 kW) | Million | 0 | 1.0116e-05 | 0.00014914 | 0.00021563 | 0.00019692 | 0.00012242 | 7.4197e-05 | 6.4271e-05 | 5.6814e-05 | 7.9061e-05 | 0.00012493 | 0.000145
| SPS1 | CH | Cars stock¦Motor Gasoline¦Total¦New mild hybrid gasoline (100-140 kW) | Million | 0 | 1.2838e-05 | 7.873e-05 | 0.0001168 | 0.00011487 | 9.0875e-05 | 7.6368e-05 | 8.2442e-05 | 8.3335e-05 | 0.00011566 | 0.00017561 | 0.0001881
| SPS1 | CH | Cars stock¦Motor Gasoline¦Total¦New mild hybrid gasoline (>140 kW) | Million | 0 | 1.946e-05 | 0.03796 | 0.14287 | 0.15742 | 0.20178 | 0.24223 | 0.25239 | 0.25503 | 0.25528 | 0.24829 | 0.24495
| SPS1 | CH | Cars stock¦Motor Diesel¦Total¦Conventional diesel hybrid existing | Million | 0 | 0 | 0 | 0 | 0 | 0 | 0 | 0 | 0 | 0 | 0 | 0
| SPS1 | CH | Cars stock¦Motor Diesel¦Total¦New conventional diesel hybrid (<60 kW) | Million | 1.6e-06 | 0.02967 | 0.10275 | 0.22659 | 0.30077 | 0.237 | 0.18063 | 0.078561 | 0.081178 | 0.065847 | 0.00022886 | 0.00023748
| SPS1 | CH | Cars stock¦Motor Diesel¦Total¦New conventional diesel hybrid (60-100 kW) | Million | 0.00025986 | 0.12031 | 0.14948 | 0.12291 | 0.054618 | 0.0045489 | 0.0010438 | 0.00064898 | 0.00047368 | 0.00053602 | 0.041242 | 0.049493
| SPS1 | CH | Cars stock¦Motor Diesel¦Total¦New conventional diesel hybrid (100-140 kW) | Million | 0.0018565 | 0.0037776 | 0.0036666 | 0.0030069 | 0.0025818 | 0.044373 | 0.090394 | 0.1039 | 0.10809 | 0.10877 | 0.10619 | 0.10945
| SPS1 | CH | Cars stock¦Motor Diesel¦Total¦New conventional diesel hybrid (>140 kW) | Million | 0.003773 | 0.0088759 | 0.008504 | 0.0071575 | 0.0017002 | 0.0002807 | 0.01414 | 0.1031 | 0.096464 | 0.065858 | 0.013956 | 0.0024363
| SPS1 | CH | Cars stock¦Motor Diesel¦Total¦Conventional diesel ICE existing | Million | 1.0572 | 0.91828 | 0.70637 | 0.35318 | 0 | 0 | 0 | 0 | 0 | 0 | 0 | 0
| SPS1 | CH | Cars stock¦Motor Diesel¦Total¦New conventional diesel ICE (<60 kW) | Million | 0.00044479 | 0.00050088 | 0.00053523 | 0.0004366 | 0.00017282 | 0.0052342 | 0.0043748 | 0.0031539 | 0.00042074 | 2.7847e-05 | 1.7188e-05 | 1.6714e-05
| SPS1 | CH | Cars stock¦Motor Diesel¦Total¦New conventional diesel ICE (60-100 kW) | Million | 0.06457 | 0.068521 | 0.067939 | 0.051538 | 0.0018581 | 0.00010507 | 8.4768e-05 | 7.3272e-05 | 4.6037e-05 | 3.2083e-05 | 2.067e-05 | 2.0152e-05
| SPS1 | CH | Cars stock¦Motor Diesel¦Total¦New conventional diesel ICE (100-140 kW) | Million | 0.18324 | 0.19502 | 0.19301 | 0.14998 | 0.0056795 | 7.7084e-05 | 6.9959e-05 | 8.2618e-05 | 6.2052e-05 | 4.4407e-05 | 2.5585e-05 | 2.3154e-05
| SPS1 | CH | Cars stock¦Motor Diesel¦Total¦New conventional diesel ICE (>140 kW) | Million | 0.071263 | 0.079345 | 0.078221 | 0.061079 | 0.0034068 | 6.5216e-05 | 6.5386e-05 | 8.3792e-05 | 6.2721e-05 | 4.4118e-05 | 2.3427e-05 | 2.1434e-05
| SPS1 | CH | Cars stock¦Motor Diesel¦Total¦New mild hybrid diesel (<60 kW) | Million | 0 | 2.3755e-05 | 0.074727 | 0.20406 | 0.19226 | 0.11556 | 0.0314 | 0.0078386 | 0.001051 | 9.7495e-05 | 0.00011312 | 0.00011875
| SPS1 | CH | Cars stock¦Motor Diesel¦Total¦New mild hybrid diesel (60-100 kW) | Million | 0 | 1.0243e-05 | 9.5507e-05 | 0.00020134 | 0.00051966 | 0.00054646 | 0.00042605 | 0.00020212 | 0.00013861 | 0.00017899 | 0.00026933 | 0.0003614
| SPS1 | CH | Cars stock¦Motor Diesel¦Total¦New mild hybrid diesel (100-140 kW) | Million | 0 | 1.2745e-05 | 6.2569e-05 | 0.00013244 | 0.0019065 | 0.044321 | 0.090325 | 0.1038 | 0.10798 | 0.10863 | 0.10601 | 0.10916
| SPS1 | CH | Cars stock¦Motor Diesel¦Total¦New mild hybrid diesel (>140 kW) | Million | 0 | 8.6635e-06 | 2.6332e-05 | 4.1199e-05 | 7.2656e-05 | 0.00015132 | 0.00022826 | 0.00039092 | 0.00044102 | 0.00037217 | 0.00023723 | 0.00024175
| SPS1 | CH | Cars stock¦Gas¦Conventional gas ICE existing | Million | 0 | 0 | 0 | 0 | 0 | 0 | 0 | 0 | 0 | 0 | 0 | 0
| SPS1 | CH | Cars stock¦Gas¦New conventionalgas ICE (<60 kW) | Million | 0.00025577 | 0.00018479 | 0.00018548 | 1.1499e-05 | 5.8099e-06 | 4.2885e-06 | 4.2505e-06 | 4.3655e-06 | 4.3913e-06 | 4.6697e-06 | 4.9424e-06 | 5.0957e-06
| SPS1 | CH | Cars stock¦Gas¦New conventional gas ICE (60-100 kW) | Million | 0.0023481 | 0.0022959 | 0.0022671 | 3.4614e-06 | 5.2288e-06 | 5.7017e-06 | 5.7907e-06 | 5.6199e-06 | 5.5931e-06 | 5.7657e-06 | 6.0029e-06 | 6.2162e-06
| SPS1 | CH | Cars stock¦Gas¦New conventional gas ICE (100-140 kW) | Million | 0.00015111 | 0.00016036 | 0.00016121 | 1.5398e-05 | 8.4782e-06 | 7.7592e-06 | 7.4027e-06 | 7.2791e-06 | 7.3192e-06 | 7.3032e-06 | 7.2831e-06 | 7.2026e-06
| SPS1 | CH | Cars stock¦Gas¦New conventional gas ICE (>140 kW) | Million | 0.0026074 | 0.0025355 | 0.0023616 | 2.1843e-06 | 7.9025e-06 | 9.3419e-06 | 9.063e-06 | 8.5211e-06 | 8.4736e-06 | 8.0413e-06 | 7.4173e-06 | 7.1304e-06
| SPS1 | CH | Urban buses stock | Thousand | 5.6999 | 5.6817 | 5.8447 | 6.6001 | 6.8456 | 7.0938 | 7.3692 | 7.6658 | 7.9165 | 8.177 | 8.5045 | 8.887
| SPS1 | CH | Urban buses stock¦Electricity¦Existing electric urban buses | Thousand | 0.032417 | 0.030232 | 0.018895 | 0 | 0 | 0 | 0 | 0 | 0 | 0 | 0 | 0
| SPS1 | CH | Urban buses stock¦Electricity¦New electric urban buses (Mini) | Thousand | 3.0239e-05 | 0.004304 | 0.011563 | 2.5647 | 2.6322 | 2.7004 | 2.819 | 2.9507 | 3.0555 | 2.9724 | 1.8715 | 1.3673
| SPS1 | CH | Urban buses stock¦Electricity¦New electric urban buses (Midi) | Thousand | 0.0047668 | 0.0082456 | 0.012896 | 0.75055 | 0.78302 | 0.8157 | 0.84283 | 0.86913 | 0.89015 | 0.91065 | 0.93376 | 0.93007
| SPS1 | CH | Urban buses stock¦Electricity¦New electric urban buses (Maxi) | Thousand | 0.015543 | 0.011139 | 0.012479 | 1.9811 | 1.8957 | 1.7921 | 1.6467 | 1.4893 | 1.3648 | 1.4283 | 2.5077 | 3.0169
| SPS1 | CH | Urban buses stock¦Electricity¦New electric urban buses (Mega) | Thousand | 0.00034821 | 0.00038757 | 0.00053777 | 0.00026321 | 0.00036828 | 0.00044512 | 0.00049628 | 0.00077984 | 0.00062821 | 0.00076878 | 0.00087834 | 0.0013725
| SPS1 | CH | Urban buses stock¦Hydrogen¦New fuel cell urban buses (Mini) | Thousand | 0 | 0 | 0 | 0 | 0 | 0 | 0 | 0 | 0 | 0 | 0 | 0
| SPS1 | CH | Urban buses stock¦Hydrogen¦New fuel cell urban buses (Midi) | Thousand | 0 | 0 | 0 | 0 | 0 | 0 | 0 | 0 | 0 | 0 | 0 | 0
| SPS1 | CH | Urban buses stock¦Hydrogen¦New fuel cell urban buses (Maxi) | Thousand | 0 | 0 | 0 | 1.0447e-05 | 7.9312e-06 | 0 | 0 | 0 | 0 | 0 | 0 | 0
| SPS1 | CH | Urban buses stock¦Hydrogen¦New fuel cell urban buses (Mega) | Thousand | 0 | 0 | 0 | 0 | 0 | 0 | 0 | 0 | 0 | 0 | 0 | 0
| SPS1 | CH | Urban buses stock¦Motor Diesel¦Total¦New conventional hybrid diesel urban buses (Mini) | Thousand | 0 | 0.0083014 | 0.009329 | 0.00064425 | 0.0020017 | 0.0030562 | 0.0064489 | 0.017305 | 0.032225 | 0.23715 | 1.5144 | 2.2235
| SPS1 | CH | Urban buses stock¦Motor Diesel¦Total¦New conventional hybrid diesel urban buses (Midi) | Thousand | 0 | 0.00075401 | 0.0011959 | 0.00086788 | 0.001518 | 0.0021297 | 0.0036915 | 0.0065073 | 0.009535 | 0.015484 | 0.020108 | 0.058096
| SPS1 | CH | Urban buses stock¦Motor Diesel¦Total¦New conventional hybrid diesel urban buses (Maxi) | Thousand | 0 | 0.069859 | 0.91086 | 1.3018 | 1.5307 | 1.7798 | 2.0499 | 2.332 | 2.5636 | 2.612 | 1.656 | 1.2896
| SPS1 | CH | Urban buses stock¦Motor Diesel¦Total¦New conventional hybrid diesel urban buses (Mega) | Thousand | 0 | 0 | 1.2213e-05 | 8.9364e-06 | 3.8491e-05 | 6.4954e-05 | 6.7594e-05 | 0.00010543 | 0.00010812 | 0.00011947 | 0.00019476 | 0.00030648
| SPS1 | CH | Urban buses stock¦Motor Diesel¦Total¦Existing ICE diesel urban buses | Thousand | 4.5678 | 3.6543 | 2.2839 | 0 | 0 | 0 | 0 | 0 | 0 | 0 | 0 | 0
| SPS1 | CH | Urban buses stock¦Motor Diesel¦Total¦New conventional ICE diesel urban buses (Mini) | Thousand | 0.00070464 | 0.6435 | 1.1679 | 0.00011055 | 9.6873e-06 | -1.5739e-06 | -7.621e-07 | 0 | 0 | 0 | 0 | 0
| SPS1 | CH | Urban buses stock¦Motor Diesel¦Total¦New conventional ICE diesel urban buses (Midi) | Thousand | 0.18462 | 0.2291 | 0.38633 | 0 | 0 | 0 | 0 | 0 | 0 | 0 | 0 | 0
| SPS1 | CH | Urban buses stock¦Motor Diesel¦Total¦New conventional ICE diesel urban buses (Maxi) | Thousand | 0.80681 | 0.95434 | 0.95461 | 0 | 2.4646e-05 | 6.4335e-05 | 4.542e-05 | 4.8505e-06 | 4.0753e-07 | 0 | 0 | 0
| SPS1 | CH | Urban buses stock¦Motor Diesel¦Total¦New conventional ICE diesel urban buses (Mega) | Thousand | 0.0032143 | 0.00013216 | 0.00013351 | 0 | 0 | 0 | 0 | 0 | 0 | 0 | 0 | 0
| SPS1 | CH | Urban buses stock¦Motor Gas¦Total¦Existing ICE Gas urban buses | Thousand | 0.08357 | 0.06686 | 0.041788 | 0 | 0 | 0 | 0 | 0 | 0 | 0 | 0 | 0
| SPS1 | CH | Urban buses stock¦Motor Gas¦Total¦New conventional ICE gas urban buses (Mini) | Thousand | 0 | 0.00018573 | 0.0020717 | 2.4576e-06 | 1.9903e-06 | 0 | 0 | 0 | 0 | 0 | 0 | 0
| SPS1 | CH | Urban buses stock¦Motor Gas¦Total¦New conventional ICE gas urban buses (Midi) | Thousand | 0 | 9.2076e-05 | 0.02984 | 5.6182e-06 | 2.636e-06 | 0 | 0 | 0 | 0 | 0 | 0 | 0
| SPS1 | CH | Urban buses stock¦Motor Gas¦Total¦New conventional ICE gas urban buses (Maxi) | Thousand | 0 | 4.8798e-05 | 0.00027853 | 2.6553e-05 | 1.0091e-05 | 1.0091e-05 | 1.7873e-06 | 0 | 0 | 0 | 0 | 0
| SPS1 | CH | Urban buses stock¦Motor Gas¦Total¦New conventional ICE gas urban buses (Mega) | Thousand | 0 | 0 | 1.1964e-05 | 0 | 0 | 0 | 0 | 0 | 0 | 0 | 0 | 0
| SPS1 | CH | Coaches stock | Thousand | 2.8489 | 2.9339 | 2.8857 | 2.9275 | 2.9275 | 2.9283 | 2.9379 | 2.9554 | 3.0512 | 3.1732 | 3.2678 | 3.3514
| SPS1 | CH | Coaches stock¦Electricity¦Existing electric Coaches | Thousand | 0 | 0 | 0 | 0 | 0 | 0 | 0 | 0 | 0 | 0 | 0 | 0
| SPS1 | CH | Coaches stock¦Electricity¦New electric Coaches (Mini) | Thousand | 0.0018851 | 0.0027502 | 0.0044797 | 1.4101 | 1.3918 | 1.388 | 1.3823 | 1.3713 | 1.391 | 1.3756 | 1.3998 | 1.3615
| SPS1 | CH | Coaches stock¦Electricity¦New electric Coaches (Midi) | Thousand | 0.0038304 | 0.0030343 | 0.0044657 | 0.60044 | 0.61596 | 0.61482 | 0.61857 | 0.62617 | 0.60431 | 0.6116 | 0.56868 | 0.53584
| SPS1 | CH | Coaches stock¦Electricity¦New electric Coaches (Maxi) | Thousand | 0.0010057 | 0.0014377 | 0.0018116 | 0.0023105 | 0.004947 | 0.0081827 | 0.011706 | 0.016454 | 0.019531 | 0.028161 | 0.047219 | 0.11861
| SPS1 | CH | Coaches stock¦Electricity¦New electric Coaches (Mega) | Thousand | 0 | 0.00013317 | 0.00026039 | 0.00018352 | 0.00029531 | 0.00039684 | 0.00043549 | 0.00064648 | 0.00055557 | 0.00063668 | 0.00081742 | 0.001165
| SPS1 | CH | Coaches stock¦Hydrogen¦New fuel cell Coaches (Mini) | Thousand | 0 | 0 | 0 | 1.0289e-05 | 1.0289e-05 | 2.1606e-06 | 0 | 0 | 0 | 0 | 0 | 0
| SPS1 | CH | Coaches stock¦Hydrogen¦New fuel cell Coaches (Midi) | Thousand | 0 | 0 | 0 | 1.0907e-05 | 1.0907e-05 | 2.2904e-06 | 0 | 0 | 0 | 0 | 0 | 0
| SPS1 | CH | Coaches stock¦Hydrogen¦New fuel cell Coaches (Maxi) | Thousand | 0 | 0 | 0 | 0 | 0 | 0 | 0 | 0 | 0 | 0 | 0 | 0
| SPS1 | CH | Coaches stock¦Hydrogen¦New fuel cell Coaches (Mega) | Thousand | 0 | 0 | 0 | 0 | 0 | 0 | 0 | 0 | 0 | 0 | 0 | 0
| SPS1 | CH | Coaches stock¦Motor Diesel¦Total¦New conventional hybrid diesel Coaches (Mini) | Thousand | 0 | 0.0038709 | 0.0050006 | 0.0027387 | 0.018074 | 0.021849 | 0.03301 | 0.056553 | 0.085126 | 0.17519 | 0.2007 | 0.27777
| SPS1 | CH | Coaches stock¦Motor Diesel¦Total¦New conventional hybrid diesel Coaches (Midi) | Thousand | 0 | 0.00068816 | 0.141 | 0.64717 | 0.6339 | 0.63573 | 0.63531 | 0.63154 | 0.69267 | 0.72438 | 0.80395 | 0.87324
| SPS1 | CH | Coaches stock¦Motor Diesel¦Total¦New conventional hybrid diesel Coaches (Maxi) | Thousand | 0 | 0.00025488 | 0.0046374 | 0.26449 | 0.26239 | 0.2593 | 0.25655 | 0.25258 | 0.25795 | 0.25761 | 0.24644 | 0.1829
| SPS1 | CH | Coaches stock¦Motor Diesel¦Total¦New conventional hybrid diesel Coaches (Mega) | Thousand | 0 | 1.0525e-05 | 2.2395e-05 | 2.2623e-05 | 3.7805e-05 | 6.1384e-05 | 6.1411e-05 | 9.1981e-05 | 9.4355e-05 | 0.00010477 | 0.0001704 | 0.00027091
| SPS1 | CH | Coaches stock¦Motor Diesel¦Total¦Existing ICE diesel Coaches | Thousand | 1.3033 | 1.0427 | 0.65166 | 0 | 0 | 0 | 0 | 0 | 0 | 0 | 0 | 0
| SPS1 | CH | Coaches stock¦Motor Diesel¦Total¦New conventional ICE diesel Coaches (Mini) | Thousand | 0.30581 | 0.85847 | 1.0577 | 0 | 1.1577e-05 | 0 | 0 | 0 | 0 | 0 | 0 | 0
| SPS1 | CH | Coaches stock¦Motor Diesel¦Total¦New conventional ICE diesel Coaches (Midi) | Thousand | 0.98784 | 0.8005 | 0.80121 | 0 | 0 | 0 | 0 | 0 | 0 | 0 | 0 | 0
| SPS1 | CH | Coaches stock¦Motor Diesel¦Total¦New conventional ICE diesel Coaches (Maxi) | Thousand | 0.20396 | 0.1959 | 0.19607 | 0 | 0 | 0 | 0 | 0 | 0 | 0 | 0 | 0
| SPS1 | CH | Coaches stock¦Motor Diesel¦Total¦New conventional ICE diesel Coaches (Mega) | Thousand | 0.011556 | 0.00012069 | 0.00013331 | 0 | 0 | 0 | 0 | 0 | 0 | 0 | 0 | 0
| SPS1 | CH | Coaches stock¦Motor Gas¦Total¦Existing ICE Gas Coaches | Thousand | 0.029721 | 0.023778 | 0.014861 | 0 | 0 | 0 | 0 | 0 | 0 | 0 | 0 | 0
| SPS1 | CH | Coaches stock¦Motor Gas¦Total¦New conventional ICE gas Coaches (Mini) | Thousand | 0 | 0.000212 | 0.0016216 | 1.7968e-07 | 1.3074e-06 | 0 | 0 | 0 | 0 | 0 | 0 | 0
| SPS1 | CH | Coaches stock¦Motor Gas¦Total¦New conventional ICE gas Coaches (Midi) | Thousand | 0 | 8.4958e-05 | 0.00060397 | 4.8792e-06 | 2.0015e-06 | 0 | 0 | 0 | 0 | 0 | 0 | 0
| SPS1 | CH | Coaches stock¦Motor Gas¦Total¦New conventional ICE gas Coaches (Maxi) | Thousand | 0 | 3.3419e-05 | 0.00019217 | 1.1148e-05 | 0 | 0 | 0 | 0 | 0 | 0 | 0 | 0
| SPS1 | CH | Coaches stock¦Motor Gas¦Total¦New conventional ICE gas Coaches (Mega) | Thousand | 0 | 0 | 1.1849e-05 | 0 | 0 | 0 | 0 | 0 | 0 | 0 | 0 | 0
| SPS1 | CH | Light duty vehicles stock | Thousand | 393.0168 | 399.4018 | 407.0802 | 419.879 | 443.915 | 467.9774 | 487.4927 | 507.0273 | 507.0302 | 507.0281 | 507.0289 | 507.0263
| SPS1 | CH | Light duty vehicles stock¦Electricity¦Existing electric light duty vehicles | Thousand | 1.95 | 1.69 | 1.3 | 0.65 | 0 | 0 | 0 | 0 | 0 | 0 | 0 | 0
| SPS1 | CH | Light duty vehicles stock¦Electricity¦New electric light duty vehicles | Thousand | 1.699 | 3.7914 | 14.0892 | 58.3426 | 195.1533 | 345.0027 | 356.7011 | 369.5247 | 369.6067 | 369.6865 | 369.7976 | 369.9205
| SPS1 | CH | Light duty vehicles stock¦Hydrogen¦New fuel cell electric light duty vehicles | Thousand | 0 | 0.0016235 | 0.0021488 | 0.00012846 | 0.00010262 | 9.2747e-05 | 8.9746e-05 | 9.051e-05 | 9.6949e-05 | 8.6377e-05 | 9.1792e-05 | 0.00013776
| SPS1 | CH | Light duty vehicles stock¦Motor Gasoline¦Total¦Existing gasoline light duty vehicles | Thousand | 39.8288 | 39.8251 | 30.6347 | 15.3173 | 0 | 0 | 0 | 0 | 0 | 0 | 0 | 0
| SPS1 | CH | Light duty vehicles stock¦Motor Gasoline¦Total¦New gasoline light duty vehicles | Thousand | 12.435 | 14.1592 | 26.5403 | 47.5999 | 69.2362 | 41.3016 | 45.4495 | 50.0139 | 50.0642 | 50.1259 | 50.1598 | 50.0893
| SPS1 | CH | Light duty vehicles stock¦Motor Diesel¦Total¦Existing ICE diesel light duty vehicles | Thousand | 228.6849 | 198.4606 | 152.662 | 76.331 | 0 | 0 | 0 | 0 | 0 | 0 | 0 | 0
| SPS1 | CH | Light duty vehicles stock¦Motor Diesel¦Total¦New ICE diesel light duty vehicles | Thousand | 106.169 | 125.1655 | 125.2298 | 70.9761 | 9.0797 | 9.027 | 4.8788 | 0.31408 | 0.26371 | 0.20166 | 0.16728 | 0.23713
| SPS1 | CH | Light duty vehicles stock¦Motor Diesel¦Total¦New hybrid diesel light duty vehicles | Thousand | 0 | 14.4186 | 55.1482 | 150.6589 | 170.443 | 72.6433 | 80.4605 | 87.1719 | 87.0929 | 87.0113 | 86.9014 | 86.7766
| SPS1 | CH | Light duty vehicles stock¦Motor Gas¦Total¦New ICE Gas light duty vehicles | Thousand | 2.2502 | 1.8898 | 1.474 | 0.002962 | 0.0026539 | 0.0026622 | 0.0026684 | 0.002667 | 0.0026695 | 0.0026758 | 0.0026702 | 0.0026741
| SPS1 | CH | Heavy duty vehicles stock | Thousand | 41.4667 | 43.0074 | 43.4975 | 45.3983 | 47.3778 | 49.3583 | 51.3637 | 53.3687 | 55.2687 | 57.1945 | 59.2315 | 61.5499
| SPS1 | CH | Heavy duty vehicles stock¦Electricity¦Existing electric heavy duty vehicles | Thousand | 0 | 0 | 0 | 0 | 0 | 0 | 0 | 0 | 0 | 0 | 0 | 0
| SPS1 | CH | Heavy duty vehicles stock¦Electricity¦New electric heavy duty vehicles | Thousand | 0.028776 | 0.021689 | 0.023052 | 0.0089782 | 0.0035272 | 0.0067068 | 0.0087238 | 0.015758 | 0.02383 | 0.030723 | 0.057554 | 0.16053
| SPS1 | CH | Heavy duty vehicles stock¦Hydrogen¦New fuel cell electric heavy duty vehicles | Thousand | 0.010413 | 0.003006 | 0.003076 | 0.00024963 | 0.00024676 | 0.00024316 | 0.00023927 | 0.00023749 | 0.00023406 | 0.00022886 | 0.00022608 | 0.00022348
| SPS1 | CH | Heavy duty vehicles stock¦Motor Gasoline¦Total¦Existing gasoline heavy duty vehicles | Thousand | 0 | 0 | 0 | 0 | 0 | 0 | 0 | 0 | 0 | 0 | 0 | 0
| SPS1 | CH | Heavy duty vehicles stock¦Motor Gasoline¦Total¦New gasoline heavy duty vehicles | Thousand | 0 | 0 | 0 | 0 | 0 | 0 | 0 | 0 | 0 | 0 | 0 | 0
| SPS1 | CH | Heavy duty vehicles stock¦Motor Diesel¦Total¦Existing ICE diesel heavy duty vehicles | Thousand | 29.662 | 19.7747 | 19.7747 | 9.8873 | 0 | 0 | 0 | 0 | 0 | 0 | 0 | 0
| SPS1 | CH | Heavy duty vehicles stock¦Motor Diesel¦Total¦New ICE diesel heavy duty vehicles | Thousand | 11.7263 | 13.7263 | 10.7244 | 0.98783 | 0.0070037 | 0.010143 | 0.0086195 | 0.0099968 | 0.011041 | 0.0095288 | 0.013837 | 0.018077
| SPS1 | CH | Heavy duty vehicles stock¦Motor Diesel¦Total¦New hybrid diesel heavy duty vehicles | Thousand | 0 | 9.477 | 12.9676 | 34.5091 | 47.3622 | 49.3364 | 51.3413 | 53.3379 | 55.2288 | 57.1493 | 59.1551 | 61.3663
| SPS1 | CH | Heavy duty vehicles stock¦Motor Gas¦Total¦New ICE Gas heavy duty vehicles | Thousand | 0.039216 | 0.0047383 | 0.0047464 | 0.0047621 | 0.0047669 | 0.0047766 | 0.0047732 | 0.004778 | 0.0047792 | 0.0047809 | 0.0047819 | 0.0047829
| SPS1 | CH | Domestic hydrogen production capacity | GW-H2/yr. | 0.00024587 | 0.00029713 | 0.00030006 | 0.00035114 | 0.0012135 | 0.0021082 | 0.0021559 | 0.011648 | 0.010956 | 0.041869 | 0.059359 | 0.061514
| SPS1 | CH | Domestic hydrogen production capacity¦Electricity | GW-H2/yr. | 0.00024587 | 0.00029713 | 0.00030006 | 0.00035055 | 0.0012122 | 0.0021062 | 0.0021528 | 0.011337 | 0.010641 | 0.04137 | 0.058841 | 0.059909
| SPS1 | CH | Domestic hydrogen production capacity¦Electricity¦PEM electrolysis small-medium scale | GW-H2/yr. | 0.00024587 | 0.00029713 | 0.00030006 | 0.00034393 | 0.0011674 | 0.0016534 | 0.0015851 | 0.010475 | 0.0099004 | 0.040445 | 0.057943 | 0.058213
| SPS1 | CH | Domestic hydrogen production capacity¦Electricity¦PEM electrolysis large scale | GW-H2/yr. | 0 | 0 | 0 | 6.6269e-06 | 4.4821e-05 | 0.00011847 | 0.00014728 | 0.00018218 | 0.00016141 | 0.00018954 | 0.00016619 | 0.00030397
| SPS1 | CH | Domestic hydrogen production capacity¦Electricity¦SOEC electrolysis | GW-H2/yr. | 0 | 0 | 0 | 0 | 0 | 0.00033437 | 0.00042046 | 0.00068031 | 0.00057945 | 0.00073515 | 0.00073209 | 0.0013917
| SPS1 | CH | Domestic hydrogen production capacity¦Gas | GW-H2/yr. | 0 | 0 | 0 | 5.87e-07 | 1.3064e-06 | 1.9436e-06 | 3.0524e-06 | 0.00013688 | 0.00013856 | 0.00019621 | 0.00019894 | 0.00043721
| SPS1 | CH | Domestic hydrogen production capacity¦Gas¦SMR-ATR Reforming | GW-H2/yr. | 0 | 0 | 0 | 5.87e-07 | 1.3064e-06 | 1.9436e-06 | 3.0524e-06 | 0.00013688 | 0.00013856 | 0.00019621 | 0.00019894 | 0.00043721
| SPS1 | CH | Domestic hydrogen production capacity¦Gas¦SMR-ATR Reforming CCS | GW-H2/yr. | 0 | 0 | 0 | 0 | 0 | 0 | 0 | 0 | 0 | 0 | 0 | 0
| SPS1 | CH | Domestic hydrogen production capacity¦Wood | GW-H2/yr. | 0 | 0 | 0 | 0 | 0 | 0 | 0 | 0.00017335 | 0.00017655 | 0.00030307 | 0.00031943 | 0.0011682
| SPS1 | CH | Domestic hydrogen production capacity¦Wood¦Gasification | GW-H2/yr. | 0 | 0 | 0 | 0 | 0 | 0 | 0 | 0.00017335 | 0.00017655 | 0.00030307 | 0.00031943 | 0.0011682
| SPS1 | CH | Domestic hydrogen production capacity¦Wood¦Gasification CCS | GW-H2/yr. | 0 | 0 | 0 | 0 | 0 | 0 | 0 | 0 | 0 | 0 | 0 | 0
| SPS1 | CH | Other fuel synthesis capacity | GW-output/yr.
| SPS1 | CH | Other fuel synthesis capacity¦Domestic biodiesel production¦Wood¦Fischer Tropsch | GW-output/yr. | 0.033058 | 0.033045 | 0.032723 | 4.0749e-05 | 2.7565e-05 | 3.0037e-05 | 4.0732e-05 | 0.00020585 | 0.00051099 | 0.0086533 | 0.092727 | 0.13256
| SPS1 | CH | Other fuel synthesis capacity¦Domestic biodiesel production¦Wood¦Fischer Tropsch CCS | GW-output/yr. | 0 | 0 | 0 | 0 | 0 | 0 | 0 | 0 | 0 | 0 | 0 | 0
| SPS1 | CH | Other fuel synthesis capacity¦Domestic ethanol production¦Wood¦Ethanol reactor | GW-output/yr. | 0.0069567 | 3.937e-05 | 3.9055e-05 | 2.3461e-05 | 2.4478e-05 | 1.8131e-05 | 1.8233e-05 | 3.5004e-05 | 3.331e-05 | 5.4686e-05 | 4.8208e-05 | 0.00010161
| SPS1 | CH | Other fuel synthesis capacity¦Domestic ethanol production¦Wood¦Ethanol reactor with CCS | GW-output/yr. | 0 | 0 | 0 | 0 | 0 | 0 | 0 | 0 | 0 | 0 | 0 | 0
| SPS1 | CH | Other fuel synthesis capacity¦Domestic biogas production¦Manure¦Fermentation | GW-output/yr. | 0.049516 | 0.16229 | 0.1624 | 0.1624 | 0.1624 | 0.16241 | 0.16241 | 0.16242 | 0.16241 | 0.16242 | 0.16242 | 0.16242
| SPS1 | CH | Other fuel synthesis capacity¦Domestic biogas production¦Wastes¦Renewable¦Gasification | GW-output/yr. | 0.21267 | 0.21776 | 0.21775 | 0.21702 | 0.21656 | 0.21047 | 0.2044 | 0.19833 | 0.19833 | 0.19832 | 0.19832 | 0.19831
| SPS1 | CH | Other fuel synthesis capacity¦Domestic biogas production¦Wastes¦Renewable¦Gasification CCS | GW-output/yr. | 0 | 0 | 0 | 0 | 0 | 0 | 0 | 0 | 0 | 0 | 0 | 0
| SPS1 | CH | Other fuel synthesis capacity¦Domestic biogas production¦Wastes¦Renewable¦Hydrothermal gasification | GW-output/yr. | 0 | 0 | 0 | 0 | 0 | 2.3855e-05 | 2.4964e-05 | 2.9345e-05 | 2.6822e-05 | 3.4521e-05 | 3.3843e-05 | 6.3921e-05
| SPS1 | CH | Other fuel synthesis capacity¦Domestic biogas production¦Wastes¦Renewable¦Hydrothermal gasification CCS | GW-output/yr. | 0 | 0 | 0 | 0 | 0 | 0 | 0 | 0 | 0 | 0 | 0 | 0
| SPS1 | CH | Other fuel synthesis capacity¦Domestic biogas production¦Wood¦Gasification | GW-output/yr. | 6.8981e-07 | 1.6864e-05 | 1.785e-05 | 1.8105e-05 | 3.0628e-05 | 2.7741e-05 | 2.7276e-05 | 4.3324e-05 | 3.4818e-05 | 5.1192e-05 | 4.4224e-05 | 9.5986e-05
| SPS1 | CH | Other fuel synthesis capacity¦Domestic biogas production¦Wood¦Gasification CCS | GW-output/yr. | 0 | 0 | 0 | 0 | 0 | 0 | 0 | 0 | 0 | 0 | 0 | 0
| SPS1 | CH | Other fuel synthesis capacity¦Biomethane production from biogas upgrade | GW-output/yr. | 0.042411 | 0.11221 | 0.1089 | 0.10376 | 0.10376 | 0.10373 | 0.10373 | 0.10378 | 0.10378 | 0.10379 | 0.1038 | 0.1039
| SPS1 | CH | Other fuel synthesis capacity¦Domestic wood to pellet production¦Pellets | GW-output/yr. | 0.36355 | 0.41479 | 0.41479 | 0.41587 | 0.43484 | 0.46318 | 0.4649 | 0.46981 | 0.4715 | 0.47082 | 0.46506 | 0.45953
| SPS1 | CH | Other fuel synthesis capacity¦Domestic PtG and PtL production¦PtG¦PtG gas | GW-output/yr. | 0 | 0 | 0 | 7.2651e-07 | 1.6239e-06 | 2.2985e-06 | 2.9723e-06 | 3.5557e-06 | 3.4459e-06 | 2.7438e-06 | 2.5245e-06 | 5.3981e-06
| SPS1 | CH | Other fuel synthesis capacity¦Domestic PtG and PtL production¦PtL¦PtL Diesel | GW-output/yr. | 0 | 0 | 0 | 9.3294e-07 | 2.1419e-06 | 2.8644e-06 | 3.5471e-06 | 4.2625e-06 | 4.4888e-06 | 3.9119e-06 | 3.8803e-06 | 7.3256e-06
| SPS1 | CH | Other fuel synthesis capacity¦Domestic PtG and PtL production¦PtL¦PtL Gasoline | GW-output/yr. | 0 | 0 | 0 | 8.5869e-07 | 1.9641e-06 | 2.6217e-06 | 3.2291e-06 | 3.8543e-06 | 4.0396e-06 | 3.5135e-06 | 3.4893e-06 | 6.5979e-06
| SPS1 | CH | Electricity generation capacity additions | GWe/yr. | 0.0026523 | 1.3187 | 4.7521 | 4.8702 | 2.6613 | 2.9421 | 7.4532 | 4.9928 | 3.9552 | 3.9342 | 8.4184 | 5.6687
| SPS1 | CH | Electricity generation capacity additions¦Nuclear Fuel | GWe/yr. | 0 | 1.2329 | 0.82065 | 0 | 0 | 0 | 0 | 0.11969 | 0.59956 | 0.00025134 | 0.036527 | 0
| SPS1 | CH | Electricity generation capacity additions¦Nuclear Fuel¦Nuclear power plants | GWe/yr. | 0 | 1.2329 | 0.82065 | 0 | 0 | 0 | 0 | 0.11969 | 0.59956 | 0.00025134 | 0.036527 | 0
| SPS1 | CH | Electricity generation capacity additions¦Hydro | GWe/yr. | 0 | 0.0020428 | 0.0040069 | 0.070843 | 0.067583 | 0.12619 | 3.0311e-06 | 6.4268e-05 | 3.606e-06 | 0.00026605 | 2.9766e-05 | 0.00036647
| SPS1 | CH | Electricity generation capacity additions¦Hydro¦Hydro Large | GWe/yr. | 0 | 0.0015466 | 0.0034116 | 0.070837 | 0.067582 | 0.12613 | 5.6724e-07 | 1.2128e-06 | 1.1848e-06 | 3.7947e-06 | 1.0859e-07 | 6.1095e-08
| SPS1 | CH | Electricity generation capacity additions¦Hydro¦Hydro Run of River | GWe/yr. | 0 | 0.00032414 | 0.00059281 | 5.7474e-06 | 8.5315e-07 | 7.0196e-07 | 2.0148e-06 | 3.4831e-06 | 1.2098e-06 | 4.5436e-06 | 2.9658e-05 | 0.00036641
| SPS1 | CH | Electricity generation capacity additions¦Hydro¦Pump storage | GWe/yr. | 0 | 0.00017213 | 2.5093e-06 | 8.5782e-07 | 6.5645e-07 | 6.2057e-05 | 4.4906e-07 | 5.9572e-05 | 1.2114e-06 | 0.00025771 | 0 | 0
| SPS1 | CH | Electricity generation capacity additions¦Oil | GWe/yr. | 0 | 0.0054725 | 5.6231e-05 | 0.048113 | 0.036887 | 0.01556 | 0.021367 | 0.015816 | 0.0365 | 0.0332 | 0.016605 | 0.020727
| SPS1 | CH | Electricity generation capacity additions¦Oil¦Peak devices | GWe/yr. | 0 | 3.298e-06 | 5.2153e-05 | 0.028427 | 0.020618 | 0.0018832 | 5.343e-05 | 4.4309e-05 | 0.022848 | 0.008853 | 0.00031465 | 0.0090088
| SPS1 | CH | Electricity generation capacity additions¦Oil¦CHP Oil (for District Heating) | GWe/yr. | 0 | 1.831e-06 | 1.8415e-06 | 1.9651e-06 | 1.0909e-05 | 6.2019e-05 | 0.00014557 | 0.00012908 | 7.4636e-06 | 0.00016281 | 4.812e-05 | 0.000381
| SPS1 | CH | Electricity generation capacity additions¦Oil¦Industrial CHPs oil | GWe/yr. | 0 | 0.0054674 | 2.2362e-06 | 0.019684 | 0.016258 | 0.013614 | 0.021168 | 0.015642 | 0.013644 | 0.024184 | 0.016242 | 0.011337
| SPS1 | CH | Electricity generation capacity additions¦Gas | GWe/yr. | 0 | 0.053532 | 0.0077438 | 0.2185 | 0.25715 | 0.15498 | 0.26811 | 0.16738 | 0.5555 | 0.079375 | 0.21761 | 0.078422
| SPS1 | CH | Electricity generation capacity additions¦Gas¦Gas turbines combined cycle | GWe/yr. | 0 | 0 | 0 | 0 | 0 | 0.0096774 | 0.16101 | 0.055488 | 0.43812 | 0.00018547 | 0.08039 | 0
| SPS1 | CH | Electricity generation capacity additions¦Gas¦Gas turbines open cycle | GWe/yr. | 0 | 0 | 0 | 0 | 0.079268 | 8.2008e-06 | 4.5734e-06 | 2.4052e-06 | 2.5972e-06 | 2.1157e-05 | 0.017483 | 0
| SPS1 | CH | Electricity generation capacity additions¦Gas¦Gas turbines combined cycle CCS | GWe/yr. | 0 | 0 | 0 | 0 | 0 | 0 | 0 | 0 | 0 | 0 | 0 | 0
| SPS1 | CH | Electricity generation capacity additions¦Gas¦CHP Gas (for District Heating) | GWe/yr. | 0 | 4.6053e-07 | 0.0005424 | 0.02371 | 1.3026e-05 | 0.072435 | 0.00087006 | 1.4543e-05 | 0.00096757 | 1.053e-05 | 3.3665e-05 | 0.00037495
| SPS1 | CH | Electricity generation capacity additions¦Gas¦CHP Fuel Cell Gas (for District Heating) | GWe/yr. | 0 | 0 | 0 | 0 | 0 | 0.017393 | 0.027537 | 0.026745 | 9.2859e-06 | 4.5948e-06 | 8.2484e-06 | 0.0014593
| SPS1 | CH | Electricity generation capacity additions¦Gas¦Industrial CHPs gas | GWe/yr. | 0 | 6.0566e-07 | 2.1602e-06 | 0.027599 | 2.4135e-05 | 3.7047e-06 | 1.3594e-05 | 0.0091727 | 9.4903e-06 | 4.2915e-05 | 0.00016139 | 0.0046327
| SPS1 | CH | Electricity generation capacity additions¦Gas¦Industrial CHPs gas (CCS) | GWe/yr. | 0 | 0 | 0 | 0 | 0 | 0 | 0 | 0 | 0 | 0 | 0 | 0
| SPS1 | CH | Electricity generation capacity additions¦Gas¦Industrial CHPs fuel cells (gas reformer) | GWe/yr. | 0 | 0 | 0 | 8.2937e-05 | 6.2263e-05 | 4.8929e-05 | 9.0925e-05 | 0.00021782 | 2.4107e-06 | 0.00032665 | 0.00011461 | 0.00034093
| SPS1 | CH | Electricity generation capacity additions¦Gas¦Residential single family CHPs gas | GWe/yr. | 0 | 4.2457e-05 | 7.8228e-05 | 5.0383e-07 | 0.00047233 | 0.00024341 | 0.00067981 | 0.0001143 | 0.0001974 | 0.00067997 | 0.0075744 | 0.0017467
| SPS1 | CH | Electricity generation capacity additions¦Gas¦Residential single family CHPs fuel cells gas | GWe/yr. | 0 | 0 | 0 | 1.7458e-05 | 4.7423e-05 | 8.2216e-07 | 1.0002e-05 | 0.00010865 | 1.1544e-06 | 9.4166e-05 | 1.3987e-06 | 0.00029239
| SPS1 | CH | Electricity generation capacity additions¦Gas¦Residential multi family CHPs gas | GWe/yr. | 0 | 0.00012539 | 0.00055047 | 0.039468 | 0.0016159 | 0.010512 | 0.010262 | 0.030401 | 0.0011838 | 0.0079403 | 0.0042852 | 0.027262
| SPS1 | CH | Electricity generation capacity additions¦Gas¦Residential multi family CHPs fuel cells gas | GWe/yr. | 0 | 0 | 0 | 7.8711e-05 | 0.00023832 | 7.7779e-06 | 7.7528e-05 | 0.00065178 | 2.4815e-05 | 0.00092731 | 1.2446e-05 | 0.0020483
| SPS1 | CH | Electricity generation capacity additions¦Gas¦Services sectors CHPs (bio)gas | GWe/yr. | 0 | 0.026191 | 0.0065678 | 0.012222 | 0.044084 | 0.029389 | 0.011276 | 0.044084 | 0.026367 | 0.014299 | 0.048789 | 0.025836
| SPS1 | CH | Electricity generation capacity additions¦Gas¦Services sectors CHPs gas | GWe/yr. | 0 | 0.027172 | 2.7614e-06 | 0.11525 | 0.13117 | 0.015252 | 0.05627 | 2.2629e-05 | 0.08861 | 0.054463 | 0.058639 | 0.013403
| SPS1 | CH | Electricity generation capacity additions¦Gas¦Services sectors CHPs fuel cells (gas reformer) | GWe/yr. | 0 | 0 | 0 | 6.999e-05 | 0.00015281 | 6.6401e-06 | 5.3137e-06 | 0.00035427 | 5.3225e-06 | 0.00038002 | 0.0001213 | 0.0010258
| SPS1 | CH | Electricity generation capacity additions¦Wastes | GWe/yr. | 0 | 5.4276e-07 | 7.6109e-07 | 0.054993 | 0.11581 | 0.050684 | 0.084113 | 0.07276 | 0.019571 | 0.040319 | 0.11038 | 0.063379
| SPS1 | CH | Electricity generation capacity additions¦Wastes¦Wastes Incineration (electric only) | GWe/yr. | 0 | 1.918e-07 | 3.8676e-07 | 0.05412 | 0.10447 | 0.030523 | 0.07807 | 0.027757 | 0.019269 | 0.039601 | 0.090749 | 0.049757
| SPS1 | CH | Electricity generation capacity additions¦Wastes¦Wastes Incineration (electric only) CCS | GWe/yr. | 0 | 0 | 0 | 0 | 0 | 0 | 0 | 0 | 0 | 0 | 0 | 0
| SPS1 | CH | Electricity generation capacity additions¦Wastes¦CHP Wastes (for District Heating) | GWe/yr. | 0 | 2.0007e-07 | 1.5589e-07 | 3.351e-07 | 0.00566 | 0.018957 | 0.0060407 | 0.039636 | 1.9659e-06 | 7.7507e-05 | 0.014774 | 0.011598
| SPS1 | CH | Electricity generation capacity additions¦Wastes¦CHP Wastes (for District Heating) CCS | GWe/yr. | 0 | 0 | 0 | 0 | 0 | 0 | 0 | 0 | 0 | 0 | 0 | 0
| SPS1 | CH | Electricity generation capacity additions¦Wastes¦Industrial CHPs wastes | GWe/yr. | 0 | 1.5088e-07 | 2.1844e-07 | 0.00087286 | 0.0056784 | 0.0012047 | 1.5049e-06 | 0.0053675 | 0.00030048 | 0.0006398 | 0.0048608 | 0.0020235
| SPS1 | CH | Electricity generation capacity additions¦Wastes¦Industrial CHPs wastes CCS | GWe/yr. | 0 | 0 | 0 | 0 | 0 | 0 | 0 | 0 | 0 | 0 | 0 | 0
| SPS1 | CH | Electricity generation capacity additions¦Wood | GWe/yr. | 0 | 0.017605 | 0.033162 | 0.049192 | 0.044898 | 0.066226 | 0.074386 | 0.081657 | 0.066741 | 0.098766 | 0.057772 | 0.083584
| SPS1 | CH | Electricity generation capacity additions¦Wood¦CHP Wood (for District Heating) | GWe/yr. | 0 | 1.3562e-07 | 0.0097425 | 0.02055 | 0.011426 | 0.014412 | 0.015451 | 0.031612 | 0.0095449 | 0.031294 | 0.00025505 | 0.027817
| SPS1 | CH | Electricity generation capacity additions¦Wood¦Biomass with CCS (BECCS) | GWe/yr. | 0 | 0 | 0 | 0 | 0 | 0 | 0 | 0 | 0 | 0 | 0 | 0
| SPS1 | CH | Electricity generation capacity additions¦Wood¦Industrial CHPs wood | GWe/yr. | 0 | 0.017605 | 0.02342 | 0.028168 | 0.033302 | 0.051781 | 0.058536 | 0.049161 | 0.05718 | 0.066644 | 0.057121 | 0.054444
| SPS1 | CH | Electricity generation capacity additions¦Wood¦Industrial CHPs wood (CCS) | GWe/yr. | 0 | 0 | 0 | 0 | 0 | 0 | 0 | 0 | 0 | 0 | 0 | 0
| SPS1 | CH | Electricity generation capacity additions¦Wood¦Residential single family CHPs wood | GWe/yr. | 0 | 0 | 0 | 8.7492e-05 | 0.00010071 | 1.0464e-05 | 7.6018e-05 | 0.00030259 | 4.0295e-06 | 0.0002412 | 8.5274e-05 | 0.00032511
| SPS1 | CH | Electricity generation capacity additions¦Wood¦Residential multi family CHPs wood | GWe/yr. | 0 | 0 | 0 | 0.00021184 | 6.6943e-05 | 1.3349e-05 | 0.00016388 | 0.00043601 | 1.125e-05 | 0.00024762 | 0.00026575 | 0.0005374
| SPS1 | CH | Electricity generation capacity additions¦Wood¦Services sectors CHPs wood | GWe/yr. | 0 | 0 | 0 | 0.00017445 | 2.3579e-06 | 8.3541e-06 | 0.0001588 | 0.00014533 | 1.3994e-06 | 0.00033947 | 4.5583e-05 | 0.00046036
| SPS1 | CH | Electricity generation capacity additions¦Wind | GWe/yr. | 0 | 0.0071322 | 0.029821 | 0.034499 | 0.021982 | 1.3531e-06 | 0.035378 | 0.045223 | 0.011285 | 2.4278e-06 | 0.035815 | 0
| SPS1 | CH | Electricity generation capacity additions¦Wind¦Wind turbines | GWe/yr. | 0 | 0.0071322 | 0.029821 | 0.034499 | 0.021982 | 1.3531e-06 | 0.035378 | 0.045223 | 0.011285 | 2.4278e-06 | 0.035815 | 0
| SPS1 | CH | Electricity generation capacity additions¦Solar | GWe/yr. | 0 | 1.5006e-05 | 3.8567 | 4.2598 | 2.1033 | 2.358 | 6.7631 | 4.3136 | 2.442 | 3.4559 | 7.6262 | 5.2436
| SPS1 | CH | Electricity generation capacity additions¦Solar¦Solar PV (large scale) | GWe/yr. | 0 | 0 | 0.044926 | 0.023867 | 0.17065 | 0.0002363 | 0.0093006 | 2.6822e-05 | 0.00021771 | 0.00054146 | 0.0070253 | 0.020421
| SPS1 | CH | Electricity generation capacity additions¦Solar¦Solar PV (Industry) | GWe/yr. | 0 | 3.5582e-08 | 1.768 | 1.4363e-06 | 0.69053 | 0.80695 | 2.2438 | 0.51996 | 0.80519 | 1.1381 | 2.4839 | 0.77232
| SPS1 | CH | Electricity generation capacity additions¦Solar¦Solar PV (Residential single family) | GWe/yr. | 0 | 7.014e-06 | 0.79194 | 2.6358 | 0.46161 | 0.75118 | 2.2801 | 2.2176 | 0.7123 | 1.0979 | 2.6018 | 2.5558
| SPS1 | CH | Electricity generation capacity additions¦Solar¦Solar PV (Residential multi family) | GWe/yr. | 0 | 7.9317e-06 | 1.2518 | 1.6001 | 0.25798 | 0.37384 | 1.9119 | 1.5114 | 0.43605 | 0.62003 | 2.1404 | 1.7516
| SPS1 | CH | Electricity generation capacity additions¦Solar¦Solar PV (Services) | GWe/yr. | 0 | 2.4707e-08 | 5.8893e-06 | 3.5549e-05 | 0.52249 | 0.42576 | 0.31802 | 0.064619 | 0.48818 | 0.59931 | 0.39301 | 0.14344
| SPS1 | CH | Electricity generation capacity additions¦Geothermal | GWe/yr. | 0 | 0 | 0 | 0 | 0 | 0.00015326 | 0.00013682 | 4.7319e-07 | 2.3765e-05 | 7.3657e-07 | 0.00032446 | 0
| SPS1 | CH | Electricity generation capacity additions¦Geothermal¦Deep geothermal | GWe/yr. | 0 | 0 | 0 | 0 | 0 | 0.00015326 | 0.00013682 | 4.7319e-07 | 2.3765e-05 | 7.3657e-07 | 0.00032446 | 0
| SPS1 | CH | Electricity generation capacity additions¦Hydrogen | GWe/yr. | 0 | 0 | 0 | 0.00016283 | 0.0002616 | 0.00026819 | 0.0001687 | 0.0013534 | 8.0786e-06 | 0.0032286 | 0.0048849 | 0.0017108
| SPS1 | CH | Electricity generation capacity additions¦Hydrogen¦CHP Fuel Cell Hydrogen (for District Heating) | GWe/yr. | 0 | 0 | 0 | 0 | 0 | 0.00012064 | 1.8338e-05 | 0.00016641 | 3.2291e-06 | 0.001051 | 0.0037253 | 0.00055502
| SPS1 | CH | Electricity generation capacity additions¦Hydrogen¦Industrial CHPs fuel cells (hydrogen) | GWe/yr. | 0 | 0 | 0 | 0.00010875 | 0.00017295 | 0.00012037 | 9.1813e-05 | 0.00074519 | 2.4521e-06 | 0.0013548 | 0.0011337 | 0.00012544
| SPS1 | CH | Electricity generation capacity additions¦Hydrogen¦Services sectors CHPs fuel cells (hydrogen) | GWe/yr. | 0 | 0 | 0 | 5.4079e-05 | 8.8651e-05 | 2.718e-05 | 5.8544e-05 | 0.00044181 | 2.3973e-06 | 0.00082274 | 2.5825e-05 | 0.0010304
| SPS1 | CH | Electricity generation capacity additions¦Electricity storage (non hydro) | GWe/yr. | 0.0026523 | 6.0567e-06 | 1.5404e-05 | 0.13412 | 0.013448 | 0.17007 | 0.20636 | 0.17524 | 0.22404 | 0.2229 | 0.31226 | 0.17694
| SPS1 | CH | Electricity generation capacity additions¦Electricity storage (non hydro)¦CAES | GWe/yr. | 0 | 7.8765e-07 | 8.0062e-07 | 7.5698e-07 | 1.0216e-06 | 2.1477e-06 | 2.2645e-06 | 1.1585e-06 | 9.1299e-07 | 1.1208e-06 | 1.356e-06 | 2.9327e-06
| SPS1 | CH | Electricity generation capacity additions¦Electricity storage (non hydro)¦Battery storage large size centralised | GWe/yr. | 0.00044343 | 8.4803e-07 | 2.6655e-06 | 8.4164e-05 | 0.00092873 | 0.044862 | 0.003675 | 0.030033 | 0.017358 | 0.016326 | 0.029712 | 0.0085689
| SPS1 | CH | Electricity generation capacity additions¦Electricity storage (non hydro)¦Battery storage medium size centralised | GWe/yr. | 0.00033021 | 6.4251e-07 | 2.0808e-06 | 7.3013e-05 | 0.00072945 | 0.0081066 | 0.15696 | 0.049089 | 0.13242 | 0.12926 | 0.1621 | 0.11871
| SPS1 | CH | Electricity generation capacity additions¦Electricity storage (non hydro)¦Batteries in industry | GWe/yr. | 0.00030488 | 6.1441e-07 | 1.6658e-06 | 0.026823 | 0.00036591 | 0.017228 | 0.0089379 | 0.017385 | 0.0063907 | 0.022255 | 0.021442 | 0.028626
| SPS1 | CH | Electricity generation capacity additions¦Electricity storage (non hydro)¦Batteries in residential single family houses | GWe/yr. | 0.0006341 | 1.2734e-06 | 3.2599e-06 | 0.040937 | 0.0034474 | 0.031285 | 0.017508 | 0.02784 | 0.025588 | 0.021505 | 0.036312 | 0.0082181
| SPS1 | CH | Electricity generation capacity additions¦Electricity storage (non hydro)¦Batteries in residential multi-family houses | GWe/yr. | 0.0006341 | 1.2748e-06 | 3.2638e-06 | 0.041221 | 0.0039953 | 0.041372 | 0.012634 | 0.02968 | 0.025996 | 0.020248 | 0.037603 | 0.007834
| SPS1 | CH | Electricity generation capacity additions¦Electricity storage (non hydro)¦Batteries in Services sector | GWe/yr. | 0.00030558 | 6.1584e-07 | 1.6673e-06 | 0.024984 | 0.0039805 | 0.02721 | 0.0066455 | 0.021212 | 0.016288 | 0.013311 | 0.025093 | 0.0049778
| SPS1 | CH | Cars stock additions additions | Million | 0.00030298 | 0.42908 | 1.0489 | 2.3282 | 3.1905 | 2.0353 | 2.4875 | 2.8787 | 2.4383 | 2.38 | 2.5214 | 2.042
| SPS1 | CH | Cars stock additions¦Electricity¦Existing battery electric cars | Million | 0 | 0 | 0 | 0 | 0 | 0 | 0 | 0 | 0 | 0 | 0 | 0
| SPS1 | CH | Cars stock additions¦Electricity¦New battery electric cars (<60kW) | Million | 4.5332e-05 | 0.00080251 | 0.00021014 | 0.00021634 | 0.00028596 | 0.047895 | 0.091846 | 0.16451 | 0.089757 | 0.089363 | 0.12481 | 0.047332
| SPS1 | CH | Cars stock additions¦Electricity¦New battery electric cars (60-100 kW) | Million | 6.8555e-05 | 0.00016188 | 0.20603 | 0.60441 | 1.1741 | 0.54364 | 0.72458 | 0.98752 | 0.61071 | 0.65216 | 0.65599 | 0.48663
| SPS1 | CH | Cars stock additions¦Electricity¦New battery electric cars (100-140 kW) | Million | 5.0361e-05 | 0.00256 | 0.00086051 | 0.17898 | 0.38633 | 0.32803 | 0.27579 | 0.32909 | 0.43599 | 0.4267 | 0.65646 | 0.42268
| SPS1 | CH | Cars stock additions¦Electricity¦New battery electric cars (>140 kW) | Million | 0.00013874 | 0.07234 | 0.07335 | 0.17971 | 0.1269 | 0.0025366 | 0.13806 | 0.1074 | 0.1671 | 0.1166 | 0.019328 | 0.25248
| SPS1 | CH | Cars stock additions¦Electricity¦New plug-in hybrid gasoline (<60 kW) | Million | 0 | 3.4087e-05 | 3.2661e-05 | 2.4441e-05 | 3.276e-05 | 4.1687e-05 | 7.3307e-05 | 2.9226e-05 | 0.00017224 | 0.00030017 | 0.00031674 | 0.00053544
| SPS1 | CH | Cars stock additions¦Electricity¦New plug-in hybrid gasoline (60-100 kW) | Million | 0 | 1.8947e-05 | 7.7501e-05 | 5.3444e-05 | 8.7661e-05 | 8.668e-05 | 0.00014616 | 4.1361e-05 | 0.00029321 | 0.016233 | 0.019795 | 0.0037308
| SPS1 | CH | Cars stock additions¦Electricity¦New plug-in hybrid gasoline (100-140 kW) | Million | 0 | 0.00027323 | 0.02795 | 0.016586 | 0.031146 | 0.00047561 | 0.017437 | 4.6348e-05 | 0.036338 | 0.0027981 | 0.001187 | 0.0013424
| SPS1 | CH | Cars stock additions¦Electricity¦New plug-in hybrid gasoline (>140 kW) | Million | 0 | 7.3696e-05 | 0.00011136 | 9.5297e-05 | 0.00021606 | 0.00021596 | 0.0006074 | 4.8081e-05 | 0.033197 | 7.6328e-05 | 4.4183e-05 | 0.11753
| SPS1 | CH | Cars stock additions¦Electricity¦New plug-in hybrid diesel (<60 kW) | Million | 0 | 4.2517e-05 | 3.8704e-05 | 3.7338e-05 | 7.5199e-05 | 0.00016848 | 9.9524e-05 | 0.00034367 | 2.968e-05 | 9.4985e-06 | 9.6806e-06 | 1.3838e-05
| SPS1 | CH | Cars stock additions¦Electricity¦New plug-in hybrid diesel (60-100 kW) | Million | 0 | 2.7974e-05 | 0.00011854 | 9.7187e-05 | 0.00052833 | 0.00047702 | 0.00026651 | 0.0005748 | 3.2112e-05 | 1.0696e-05 | 1.1564e-05 | 1.7289e-05
| SPS1 | CH | Cars stock additions¦Electricity¦New plug-in hybrid diesel (100-140 kW) | Million | 0 | 0.032744 | 0.082857 | 0.31223 | 0.3245 | 0.00067221 | 0.11509 | 0.21214 | 3.3874e-05 | 1.0095e-05 | 9.9759e-06 | 1.6113e-05
| SPS1 | CH | Cars stock additions¦Electricity¦New plug-in hybrid diesel (>140 kW) | Million | 0 | 0.00012855 | 0.00014574 | 0.00017742 | 0.14995 | 0.24455 | 0.16314 | 0.13586 | 0.21636 | 0.26291 | 0.29872 | 0.14252
| SPS1 | CH | Cars stock additions¦Hydrogen¦New fuel cell cars (<60 kW) | Million | 0 | 2.0095e-06 | 8.7132e-07 | 3.2097e-08 | 8.0004e-08 | 7.4449e-08 | 6.187e-08 | 6.014e-08 | 5.8433e-08 | 5.734e-08 | 5.3016e-08 | 1.188e-07
| SPS1 | CH | Cars stock additions¦Hydrogen¦New fuel cell cars (60-100 kW) | Million | 0 | 1.073e-06 | 4.8372e-07 | 6.6748e-08 | 1.1513e-07 | 1.1036e-07 | 9.8829e-08 | 1.072e-07 | 9.7498e-08 | 1.0087e-07 | 1.0134e-07 | 1.8137e-07
| SPS1 | CH | Cars stock additions¦Hydrogen¦New fuel cell cars (100-140 kW) | Million | 0 | 8.9229e-07 | 3.3927e-07 | 8.1474e-08 | 1.2678e-07 | 1.2925e-07 | 1.1811e-07 | 1.2338e-07 | 1.1593e-07 | 1.0918e-07 | 1.1365e-07 | 1.9736e-07
| SPS1 | CH | Cars stock additions¦Hydrogen¦New fuel cell cars (>140 kW) | Million | 0 | 1.183e-06 | 4.4334e-07 | 6.3514e-08 | 1.0718e-07 | 1.0747e-07 | 9.5783e-08 | 1.0308e-07 | 9.4424e-08 | 9.197e-08 | 9.2078e-08 | 1.7806e-07
| SPS1 | CH | Cars stock additions¦Motor Gasoline¦Total¦Conventional gasoline hybrid existing | Million | 0 | 0 | 0 | 0 | 0 | 0 | 0 | 0 | 0 | 0 | 0 | 0
| SPS1 | CH | Cars stock additions¦Motor Gasoline¦Total¦New conventional gasoline hybrid (<60 kW) | Million | 0 | 8.7521e-05 | 0.019145 | 0.00068478 | 0.037148 | 0.037295 | 8.7e-05 | 8.0345e-05 | 0.00046495 | 0.022102 | 0.078054 | 0.027098
| SPS1 | CH | Cars stock additions¦Motor Gasoline¦Total¦New conventional gasoline hybrid (60-100 kW) | Million | 0 | 0.00022826 | 0.0076651 | 0.00013413 | 0.089344 | 0.00028693 | 0.00010659 | 0.00010946 | 8.9352e-05 | 0.00021064 | 0.00044553 | 0.00010221
| SPS1 | CH | Cars stock additions¦Motor Gasoline¦Total¦New conventional gasoline hybrid (100-140 kW) | Million | 0 | 0.16748 | 9.0934e-05 | 6.4975e-05 | 5.6507e-05 | 6.9497e-05 | 6.1302e-05 | 8.6887e-05 | 7.2653e-05 | 0.00010944 | 0.00014108 | 7.3148e-05
| SPS1 | CH | Cars stock additions¦Motor Gasoline¦Total¦New conventional gasoline hybrid (>140 kW) | Million | 0 | 8.3965e-05 | 0.038478 | 0.11551 | 0.045413 | 0.10952 | 0.13065 | 0.1573 | 0.13351 | 0.098195 | 0.069946 | 0.077213
| SPS1 | CH | Cars stock additions¦Motor Gasoline¦Total¦Conventional gasoline ICE existing | Million | 0 | 0 | 0 | 0 | 0 | 0 | 0 | 0 | 0 | 0 | 0 | 0
| SPS1 | CH | Cars stock additions¦Motor Gasoline¦Total¦New conventional gasoline ICE (<60 kW) | Million | 0 | 2.3303e-05 | 7.2776e-05 | 8.4848e-05 | 5.4515e-05 | 6.7885e-05 | 1.7532e-05 | 1.6431e-05 | 1.205e-05 | 1.9769e-05 | 2.1342e-05 | 2.6233e-05
| SPS1 | CH | Cars stock additions¦Motor Gasoline¦Total¦New conventional gasoline ICE (60-100 kW) | Million | 0 | 1.9527e-05 | 0.0006512 | 0.00019184 | 0.00014506 | 9.5351e-05 | 2.3432e-05 | 2.2424e-05 | 1.6247e-05 | 2.8071e-05 | 3.1091e-05 | 3.3483e-05
| SPS1 | CH | Cars stock additions¦Motor Gasoline¦Total¦New conventional gasoline ICE (100-140 kW) | Million | 0 | 3.809e-05 | 0.064529 | 0.00071675 | 0.034088 | 0.00074543 | 3.65e-05 | 3.7828e-05 | 2.6603e-05 | 4.5457e-05 | 6.4084e-05 | 4.4928e-05
| SPS1 | CH | Cars stock additions¦Motor Gasoline¦Total¦New conventional gasoline ICE (>140 kW) | Million | 0 | 2.7523e-05 | 0.28032 | 0.50942 | 0.5699 | 0.45565 | 0.5109 | 0.54727 | 0.45735 | 0.44412 | 0.42574 | 0.29803
| SPS1 | CH | Cars stock additions¦Motor Gasoline¦Total¦New mild hybrid gasoline (<60 kW) | Million | 0 | 2.1977e-05 | 0.01909 | 0.00064934 | 3.8985e-05 | 4.1098e-05 | 2.0113e-05 | 2.1092e-05 | 1.754e-05 | 4.5845e-05 | 0.00012207 | 8.0528e-05
| SPS1 | CH | Cars stock additions¦Motor Gasoline¦Total¦New mild hybrid gasoline (60-100 kW) | Million | 0 | 1.0252e-05 | 0.00014149 | 8.9905e-05 | 3.8159e-05 | 3.5437e-05 | 2.2673e-05 | 2.4746e-05 | 2.0614e-05 | 4.3151e-05 | 6.5632e-05 | 3.6213e-05
| SPS1 | CH | Cars stock additions¦Motor Gasoline¦Total¦New mild hybrid gasoline (100-140 kW) | Million | 0 | 1.3011e-05 | 6.7526e-05 | 5.1167e-05 | 3.0906e-05 | 3.5114e-05 | 2.9885e-05 | 3.7237e-05 | 3.2453e-05 | 6.0187e-05 | 9.0146e-05 | 3.7766e-05
| SPS1 | CH | Cars stock additions¦Motor Gasoline¦Total¦New mild hybrid gasoline (>140 kW) | Million | 0 | 1.9723e-05 | 0.038454 | 0.11549 | 0.04535 | 0.10936 | 0.13046 | 0.079834 | 0.10784 | 0.098095 | 0.06988 | 0.076972
| SPS1 | CH | Cars stock additions¦Motor Diesel¦Total¦Conventional diesel hybrid existing | Million | 0 | 0 | 0 | 0 | 0 | 0 | 0 | 0 | 0 | 0 | 0 | 0
| SPS1 | CH | Cars stock additions¦Motor Diesel¦Total¦New conventional diesel hybrid (<60 kW) | Million | 0 | 0.030069 | 0.075789 | 0.14596 | 0.13629 | 0.045958 | 0.061404 | 9.623e-05 | 0.044812 | 0.065731 | 9.6319e-05 | 6.2881e-05
| SPS1 | CH | Cars stock additions¦Motor Diesel¦Total¦New conventional diesel hybrid (60-100 kW) | Million | 0 | 0.1214 | 0.036545 | 0.00015465 | 0.00066798 | 0.00028902 | 0.00041206 | 0.00013567 | 0.00011394 | 0.00033834 | 0.040814 | 0.0083402
| SPS1 | CH | Cars stock additions¦Motor Diesel¦Total¦New conventional diesel hybrid (100-140 kW) | Million | 0 | 0.00010468 | 7.2236e-05 | 9.4345e-05 | 0.0018686 | 0.044033 | 0.055662 | 0.031794 | 0.047447 | 0.04167 | 0.029462 | 0.03832
| SPS1 | CH | Cars stock additions¦Motor Diesel¦Total¦New conventional diesel hybrid (>140 kW) | Million | 0 | 0.00010749 | 4.2918e-05 | 3.4081e-05 | 9.2467e-05 | 0.00018614 | 0.014519 | 0.092064 | 0.0087982 | 0.00015642 | 0.00010557 | 0.0021744
| SPS1 | CH | Cars stock additions¦Motor Diesel¦Total¦Conventional diesel ICE existing | Million | 0 | 0 | 0 | 0 | 0 | 0 | 0 | 0 | 0 | 0 | 0 | 0
| SPS1 | CH | Cars stock additions¦Motor Diesel¦Total¦New conventional diesel ICE (<60 kW) | Million | 0 | 2.8292e-05 | 3.9694e-05 | 5.2469e-05 | 9.2144e-05 | 0.0052868 | 1.6628e-05 | 2.5051e-05 | 7.3496e-06 | 5.1672e-06 | 4.9892e-06 | 6.6737e-06
| SPS1 | CH | Cars stock additions¦Motor Diesel¦Total¦New conventional diesel ICE (60-100 kW) | Million | 0 | 1.6729e-05 | 3.9478e-05 | 3.1762e-05 | 4.0332e-05 | 5.3257e-05 | 1.7194e-05 | 2.7883e-05 | 8.797e-06 | 6.1192e-06 | 6.2524e-06 | 7.8279e-06
| SPS1 | CH | Cars stock additions¦Motor Diesel¦Total¦New conventional diesel ICE (100-140 kW) | Million | 0 | 1.9729e-05 | 2.6093e-05 | 2.3174e-05 | 2.9025e-05 | 3.9934e-05 | 2.0344e-05 | 4.2639e-05 | 1.127e-05 | 6.8533e-06 | 7.5112e-06 | 8.8209e-06
| SPS1 | CH | Cars stock additions¦Motor Diesel¦Total¦New conventional diesel ICE (>140 kW) | Million | 0 | 7.2053e-06 | 1.2321e-05 | 1.3295e-05 | 2.2599e-05 | 3.9493e-05 | 2.0094e-05 | 4.4303e-05 | 1.0662e-05 | 6.1523e-06 | 6.3396e-06 | 8.9786e-06
| SPS1 | CH | Cars stock additions¦Motor Diesel¦Total¦New mild hybrid diesel (<60 kW) | Million | 0 | 2.4076e-05 | 0.075713 | 0.14594 | 0.033363 | 0.013142 | 6.9607e-05 | 3.6607e-05 | 3.0131e-05 | 4.4737e-05 | 4.4745e-05 | 2.9271e-05
| SPS1 | CH | Cars stock additions¦Motor Diesel¦Total¦New mild hybrid diesel (60-100 kW) | Million | 0 | 1.0381e-05 | 8.7008e-05 | 0.00012457 | 0.00037492 | 0.00015973 | 6.6836e-05 | 5.2766e-05 | 4.5404e-05 | 0.00010097 | 0.00013295 | 0.00012748
| SPS1 | CH | Cars stock additions¦Motor Diesel¦Total¦New mild hybrid diesel (100-140 kW) | Million | 0 | 1.2917e-05 | 5.1236e-05 | 8.2638e-05 | 0.0018471 | 0.044006 | 0.055627 | 0.031746 | 0.047407 | 0.041604 | 0.02938 | 0.038173
| SPS1 | CH | Cars stock additions¦Motor Diesel¦Total¦New mild hybrid diesel (>140 kW) | Million | 0 | 8.7804e-06 | 1.8409e-05 | 1.9695e-05 | 4.4755e-05 | 0.00010477 | 0.00012019 | 0.00023169 | 0.00016795 | 6.1019e-05 | 4.216e-05 | 0.00013857
| SPS1 | CH | Cars stock additions¦Gas¦Conventional gas ICE existing | Million | 0 | 0 | 0 | 0 | 0 | 0 | 0 | 0 | 0 | 0 | 0 | 0
| SPS1 | CH | Cars stock additions¦Gas¦New conventionalgas ICE (<60 kW) | Million | 0 | 2.0674e-06 | 2.0219e-06 | 2.8416e-07 | 3.5418e-06 | 1.8152e-06 | 1.5272e-06 | 2.0739e-06 | 1.6832e-06 | 1.7186e-06 | 1.9144e-06 | 1.6033e-06
| SPS1 | CH | Cars stock additions¦Gas¦New conventional gas ICE (60-100 kW) | Million | 0 | 1.5138e-06 | 2.077e-06 | 4.3426e-07 | 4.2233e-06 | 2.3579e-06 | 1.9436e-06 | 2.6464e-06 | 2.0934e-06 | 2.046e-06 | 2.316e-06 | 1.8921e-06
| SPS1 | CH | Cars stock additions¦Gas¦New conventional gas ICE (100-140 kW) | Million | 0 | 1.8961e-06 | 2.6711e-06 | 5.3159e-07 | 5.3815e-06 | 2.8843e-06 | 2.4721e-06 | 3.5649e-06 | 2.6998e-06 | 2.4093e-06 | 2.7426e-06 | 2.0759e-06
| SPS1 | CH | Cars stock additions¦Gas¦New conventional gas ICE (>140 kW) | Million | 0 | 1.8834e-06 | 2.2814e-06 | 5.5355e-07 | 7.0041e-06 | 3.2702e-06 | 2.8458e-06 | 4.2772e-06 | 3.0089e-06 | 2.3997e-06 | 2.6181e-06 | 2.1509e-06
| SPS1 | CH | Urban buses stock additions | Thousand | 0 | 0.74094 | 1.5697 | 5.7001 | 4.9486 | 2.1641 | 3.5071 | 4.0902 | 2.7696 | 4.7545 | 3.5423 | 4.048
| SPS1 | CH | Urban buses stock additions¦Electricity¦Existing electric urban buses | Thousand | 0 | 0 | 0 | 0 | 0 | 0 | 0 | 0 | 0 | 0 | 0 | 0
| SPS1 | CH | Urban buses stock additions¦Electricity¦New electric urban buses (Mini) | Thousand | 0 | 0.0042625 | 0.0072586 | 2.5621 | 2.626 | 0.094311 | 1.3739 | 1.5447 | 0.89293 | 1.2883 | 0.42506 | 0.07349
| SPS1 | CH | Urban buses stock additions¦Electricity¦New electric urban buses (Midi) | Thousand | 0 | 0.0010357 | 0.0046428 | 0.74388 | 0.71011 | 0.10445 | 0.37022 | 0.46325 | 0.2604 | 0.41297 | 0.4747 | 0.17679
| SPS1 | CH | Urban buses stock additions¦Electricity¦New electric urban buses (Maxi) | Thousand | 0 | 0.00056078 | 0.0013288 | 1.9738 | 0.39728 | 1.3949 | 0.39985 | 1.0894 | 0.21393 | 1.2659 | 1.2418 | 1.7751
| SPS1 | CH | Urban buses stock additions¦Electricity¦New electric urban buses (Mega) | Thousand | 0 | 0.00017579 | 0.00018082 | 0.00018429 | 0.00032048 | 0.00031773 | 0.00037239 | 0.00053607 | 0.0004844 | 0.00064315 | 0.00065135 | 0.00095118
| SPS1 | CH | Urban buses stock additions¦Hydrogen¦New fuel cell urban buses (Mini) | Thousand | 0 | 0 | 0 | 0 | 0 | 0 | 0 | 0 | 0 | 0 | 0 | 0
| SPS1 | CH | Urban buses stock additions¦Hydrogen¦New fuel cell urban buses (Midi) | Thousand | 0 | 0 | 0 | 0 | 0 | 0 | 0 | 0 | 0 | 0 | 0 | 0
| SPS1 | CH | Urban buses stock additions¦Hydrogen¦New fuel cell urban buses (Maxi) | Thousand | 0 | 0 | 0 | 1.0447e-05 | 0 | 0 | 0 | 0 | 0 | 0 | 0 | 0
| SPS1 | CH | Urban buses stock additions¦Hydrogen¦New fuel cell urban buses (Mega) | Thousand | 0 | 0 | 0 | 0 | 0 | 0 | 0 | 0 | 0 | 0 | 0 | 0
| SPS1 | CH | Urban buses stock additions¦Motor Diesel¦Total¦New conventional hybrid diesel urban buses (Mini) | Thousand | 0 | 0.0083014 | 0.0010276 | 0.00031546 | 0.0015678 | 0.0014618 | 0.0041967 | 0.012613 | 0.017724 | 0.21298 | 1.2982 | 0.78157
| SPS1 | CH | Urban buses stock additions¦Motor Diesel¦Total¦New conventional hybrid diesel urban buses (Midi) | Thousand | 0 | 0.00075401 | 0.0004419 | 0.00032075 | 0.00099266 | 0.0010696 | 0.0021072 | 0.0040347 | 0.0045524 | 0.0088646 | 0.010438 | 0.041683
| SPS1 | CH | Urban buses stock additions¦Motor Diesel¦Total¦New conventional hybrid diesel urban buses (Maxi) | Thousand | 0 | 0.069859 | 0.841 | 0.41942 | 1.2122 | 0.56756 | 1.3564 | 0.97559 | 1.3795 | 1.5647 | 0.091337 | 1.1982
| SPS1 | CH | Urban buses stock additions¦Motor Diesel¦Total¦New conventional hybrid diesel urban buses (Mega) | Thousand | 0 | 0 | 1.2213e-05 | 0 | 3.8491e-05 | 3.3786e-05 | 5.0076e-05 | 7.1632e-05 | 5.5705e-05 | 0.00010503 | 0.00012303 | 0.00022345
| SPS1 | CH | Urban buses stock additions¦Motor Diesel¦Total¦Existing ICE diesel urban buses | Thousand | 0 | 0 | 0 | 0 | 0 | 0 | 0 | 0 | 0 | 0 | 0 | 0
| SPS1 | CH | Urban buses stock additions¦Motor Diesel¦Total¦New conventional ICE diesel urban buses (Mini) | Thousand | 0 | 0.64267 | 0.52444 | 0 | 1.1171e-05 | 0 | 0 | 0 | 0 | 0 | 0 | 0
| SPS1 | CH | Urban buses stock additions¦Motor Diesel¦Total¦New conventional ICE diesel urban buses (Midi) | Thousand | 0 | 0.011202 | 0.1572 | 0 | 0 | 0 | 0 | 0 | 0 | 0 | 0 | 0
| SPS1 | CH | Urban buses stock additions¦Motor Diesel¦Total¦New conventional ICE diesel urban buses (Maxi) | Thousand | 0 | 0.0017874 | 0.00026285 | 0 | 2.4646e-05 | 3.9689e-05 | 1.6901e-05 | 0 | 0 | 0 | 0 | 0
| SPS1 | CH | Urban buses stock additions¦Motor Diesel¦Total¦New conventional ICE diesel urban buses (Mega) | Thousand | 0 | 1.1402e-05 | 1.1697e-05 | 0 | 0 | 0 | 0 | 0 | 0 | 0 | 0 | 0
| SPS1 | CH | Urban buses stock additions¦Motor Gas¦Total¦Existing ICE Gas urban buses | Thousand | 0 | 0 | 0 | 0 | 0 | 0 | 0 | 0 | 0 | 0 | 0 | 0
| SPS1 | CH | Urban buses stock additions¦Motor Gas¦Total¦New conventional ICE gas urban buses (Mini) | Thousand | 0 | 0.00018573 | 0.001886 | 0 | 0 | 0 | 0 | 0 | 0 | 0 | 0 | 0
| SPS1 | CH | Urban buses stock additions¦Motor Gas¦Total¦New conventional ICE gas urban buses (Midi) | Thousand | 0 | 9.2076e-05 | 0.029748 | 0 | 0 | 0 | 0 | 0 | 0 | 0 | 0 | 0
| SPS1 | CH | Urban buses stock additions¦Motor Gas¦Total¦New conventional ICE gas urban buses (Maxi) | Thousand | 0 | 4.8798e-05 | 0.00022974 | 0 | 1.0091e-05 | 0 | 0 | 0 | 0 | 0 | 0 | 0
| SPS1 | CH | Urban buses stock additions¦Motor Gas¦Total¦New conventional ICE gas urban buses (Mega) | Thousand | 0 | 0 | 1.1964e-05 | 0 | 0 | 0 | 0 | 0 | 0 | 0 | 0 | 0
| SPS1 | CH | Coaches stock additions | Thousand | 0 | 0.50667 | 0.35204 | 2.7718 | 1.5246 | 1.1711 | 1.0313 | 1.5921 | 1.0221 | 1.4488 | 1.6532 | 0.87159
| SPS1 | CH | Coaches stock additions¦Electricity¦Existing electric Coaches | Thousand | 0 | 0 | 0 | 0 | 0 | 0 | 0 | 0 | 0 | 0 | 0 | 0
| SPS1 | CH | Coaches stock additions¦Electricity¦New electric Coaches (Mini) | Thousand | 0 | 0.00091704 | 0.0021084 | 1.4063 | 1.3639 | 0.023136 | 0.65204 | 0.71144 | 0.38633 | 0.62488 | 0.70657 | 0.2336
| SPS1 | CH | Coaches stock additions¦Electricity¦New electric Coaches (Midi) | Thousand | 0 | 0.00046883 | 0.0014218 | 0.59665 | 0.019268 | 0.47037 | 0.13822 | 0.32728 | 0.21486 | 0.22909 | 0.30154 | 0.079753
| SPS1 | CH | Coaches stock additions¦Electricity¦New electric Coaches (Maxi) | Thousand | 0 | 0.0002219 | 0.00036712 | 0.0012775 | 0.0039855 | 0.0041972 | 0.0074632 | 0.0089906 | 0.0093961 | 0.021028 | 0.026191 | 0.092424
| SPS1 | CH | Coaches stock additions¦Electricity¦New electric Coaches (Mega) | Thousand | 0 | 0.00013317 | 0.00012721 | 0.00015066 | 0.00025624 | 0.00027589 | 0.0003192 | 0.00043107 | 0.0004132 | 0.00052952 | 0.0005662 | 0.00079414
| SPS1 | CH | Coaches stock additions¦Hydrogen¦New fuel cell Coaches (Mini) | Thousand | 0 | 0 | 0 | 1.0289e-05 | 0 | 0 | 0 | 0 | 0 | 0 | 0 | 0
| SPS1 | CH | Coaches stock additions¦Hydrogen¦New fuel cell Coaches (Midi) | Thousand | 0 | 0 | 0 | 1.0907e-05 | 0 | 0 | 0 | 0 | 0 | 0 | 0 | 0
| SPS1 | CH | Coaches stock additions¦Hydrogen¦New fuel cell Coaches (Maxi) | Thousand | 0 | 0 | 0 | 0 | 0 | 0 | 0 | 0 | 0 | 0 | 0 | 0
| SPS1 | CH | Coaches stock additions¦Hydrogen¦New fuel cell Coaches (Mega) | Thousand | 0 | 0 | 0 | 0 | 0 | 0 | 0 | 0 | 0 | 0 | 0 | 0
| SPS1 | CH | Coaches stock additions¦Motor Diesel¦Total¦New conventional hybrid diesel Coaches (Mini) | Thousand | 0 | 0.0038709 | 0.0011428 | 0.0011687 | 0.016335 | 0.0052692 | 0.019277 | 0.035482 | 0.040979 | 0.11604 | 0.077401 | 0.12211
| SPS1 | CH | Coaches stock additions¦Motor Diesel¦Total¦New conventional hybrid diesel Coaches (Midi) | Thousand | 0 | 0.00068816 | 0.14031 | 0.50627 | 0.055867 | 0.47356 | 0.13279 | 0.33699 | 0.29595 | 0.25578 | 0.49576 | 0.20487
| SPS1 | CH | Coaches stock additions¦Motor Diesel¦Total¦New conventional hybrid diesel Coaches (Maxi) | Thousand | 0 | 0.00025488 | 0.0043825 | 0.25996 | 0.065034 | 0.19427 | 0.081179 | 0.1714 | 0.074081 | 0.20137 | 0.045069 | 0.13783
| SPS1 | CH | Coaches stock additions¦Motor Diesel¦Total¦New conventional hybrid diesel Coaches (Mega) | Thousand | 0 | 1.0525e-05 | 1.187e-05 | 1.0743e-05 | 3.5018e-05 | 3.3027e-05 | 4.4285e-05 | 6.2094e-05 | 4.8921e-05 | 9.2086e-05 | 0.00010751 | 0.00019836
| SPS1 | CH | Coaches stock additions¦Motor Diesel¦Total¦Existing ICE diesel Coaches | Thousand | 0 | 0 | 0 | 0 | 0 | 0 | 0 | 0 | 0 | 0 | 0 | 0
| SPS1 | CH | Coaches stock additions¦Motor Diesel¦Total¦New conventional ICE diesel Coaches (Mini) | Thousand | 0 | 0.49912 | 0.19918 | 0 | 1.0797e-05 | 0 | 0 | 0 | 0 | 0 | 0 | 0
| SPS1 | CH | Coaches stock additions¦Motor Diesel¦Total¦New conventional ICE diesel Coaches (Midi) | Thousand | 0 | 0.00047283 | 0.00071562 | 0 | 0 | 0 | 0 | 0 | 0 | 0 | 0 | 0
| SPS1 | CH | Coaches stock additions¦Motor Diesel¦Total¦New conventional ICE diesel Coaches (Maxi) | Thousand | 0 | 0.00016291 | 0.00016313 | 0 | 0 | 0 | 0 | 0 | 0 | 0 | 0 | 0
| SPS1 | CH | Coaches stock additions¦Motor Diesel¦Total¦New conventional ICE diesel Coaches (Mega) | Thousand | 0 | 1.1023e-05 | 1.1206e-05 | 0 | 0 | 0 | 0 | 0 | 0 | 0 | 0 | 0
| SPS1 | CH | Coaches stock additions¦Motor Gas¦Total¦Existing ICE Gas Coaches | Thousand | 0 | 0 | 0 | 0 | 0 | 0 | 0 | 0 | 0 | 0 | 0 | 0
| SPS1 | CH | Coaches stock additions¦Motor Gas¦Total¦New conventional ICE gas Coaches (Mini) | Thousand | 0 | 0.000212 | 0.0014096 | 0 | 0 | 0 | 0 | 0 | 0 | 0 | 0 | 0
| SPS1 | CH | Coaches stock additions¦Motor Gas¦Total¦New conventional ICE gas Coaches (Midi) | Thousand | 0 | 8.4958e-05 | 0.00051901 | 0 | 0 | 0 | 0 | 0 | 0 | 0 | 0 | 0
| SPS1 | CH | Coaches stock additions¦Motor Gas¦Total¦New conventional ICE gas Coaches (Maxi) | Thousand | 0 | 3.3419e-05 | 0.00015875 | 0 | 0 | 0 | 0 | 0 | 0 | 0 | 0 | 0
| SPS1 | CH | Coaches stock additions¦Motor Gas¦Total¦New conventional ICE gas Coaches (Mega) | Thousand | 0 | 0 | 1.1849e-05 | 0 | 0 | 0 | 0 | 0 | 0 | 0 | 0 | 0
| SPS1 | CH | Light duty vehicles stock additions | Thousand | 0 | 15.6672 | 63.4744 | 170.1915 | 241.2033 | 191.0346 | 171.3918 | 270.3788 | 159.5577 | 208.944 | 269.8238 | 96.1945
| SPS1 | CH | Light duty vehicles stock additions¦Electricity¦Existing electric light duty vehicles | Thousand | 0 | 0 | 0 | 0 | 0 | 0 | 0 | 0 | 0 | 0 | 0 | 0
| SPS1 | CH | Light duty vehicles stock additions¦Electricity¦New electric light duty vehicles | Thousand | 0 | 1.1994 | 10.2978 | 45.2223 | 144.6551 | 190.8511 | 90.8448 | 213.4858 | 115.258 | 145.0507 | 204.3323 | 67.699
| SPS1 | CH | Light duty vehicles stock additions¦Hydrogen¦New fuel cell electric light duty vehicles | Thousand | 0 | 0.0016235 | 0.00052525 | 3.948e-05 | 3.8794e-05 | 4.5663e-05 | 3.7495e-05 | 4.2123e-05 | 3.796e-05 | 4.2506e-05 | 4.4829e-05 | 6.4251e-05
| SPS1 | CH | Light duty vehicles stock additions¦Motor Gasoline¦Total¦Existing gasoline light duty vehicles | Thousand | 0 | 0 | 0 | 0 | 0 | 0 | 0 | 0 | 0 | 0 | 0 | 0
| SPS1 | CH | Light duty vehicles stock additions¦Motor Gasoline¦Total¦New gasoline light duty vehicles | Thousand | 0 | 0.037223 | 12.3811 | 27.4869 | 35.406 | 0.12347 | 26.9677 | 23.0041 | 14.9298 | 23.4102 | 24.1053 | 10.1854
| SPS1 | CH | Light duty vehicles stock additions¦Motor Diesel¦Total¦Existing ICE diesel light duty vehicles | Thousand | 0 | 0 | 0 | 0 | 0 | 0 | 0 | 0 | 0 | 0 | 0 | 0
| SPS1 | CH | Light duty vehicles stock additions¦Motor Diesel¦Total¦New ICE diesel light duty vehicles | Thousand | 0 | 0.0095087 | 0.064337 | 0.060695 | 8.986 | 0.028281 | 0.19117 | 0.11326 | 0.064469 | 0.079214 | 0.076657 | 0.1071
| SPS1 | CH | Light duty vehicles stock additions¦Motor Diesel¦Total¦New hybrid diesel light duty vehicles | Thousand | 0 | 14.4186 | 40.7296 | 97.4211 | 52.1543 | 0.030838 | 53.387 | 33.7743 | 29.3045 | 40.4028 | 41.3082 | 18.2022
| SPS1 | CH | Light duty vehicles stock additions¦Motor Gas¦Total¦New ICE Gas light duty vehicles | Thousand | 0 | 0.00089041 | 0.0010844 | 0.00048898 | 0.0018894 | 0.00079792 | 0.0010585 | 0.0013394 | 0.0008839 | 0.0011449 | 0.0013712 | 0.00073436
| SPS1 | CH | Heavy duty vehicles stock additions | Thousand | 0 | 9.4796 | 3.4974 | 29.0884 | 39.8341 | 17.1026 | 42.4958 | 24.6899 | 37.2032 | 47.5464 | 26.7579 | 43.4919
| SPS1 | CH | Heavy duty vehicles stock additions¦Electricity¦Existing electric heavy duty vehicles | Thousand | 0 | 0 | 0 | 0 | 0 | 0 | 0 | 0 | 0 | 0 | 0 | 0
| SPS1 | CH | Heavy duty vehicles stock additions¦Electricity¦New electric heavy duty vehicles | Thousand | 0 | 0.0011931 | 0.0019242 | 0.0020442 | 0.0029971 | 0.0042799 | 0.0065046 | 0.011368 | 0.015512 | 0.0267 | 0.039318 | 0.13399
| SPS1 | CH | Heavy duty vehicles stock additions¦Hydrogen¦New fuel cell electric heavy duty vehicles | Thousand | 0 | 9.112e-05 | 6.8233e-05 | 6.5357e-05 | 0.00022981 | 0.00012194 | 0.00017604 | 0.00011868 | 0.00014722 | 0.00019068 | 0.00012044 | 0.0001422
| SPS1 | CH | Heavy duty vehicles stock additions¦Motor Gasoline¦Total¦Existing gasoline heavy duty vehicles | Thousand | 0 | 0 | 0 | 0 | 0 | 0 | 0 | 0 | 0 | 0 | 0 | 0
| SPS1 | CH | Heavy duty vehicles stock additions¦Motor Gasoline¦Total¦New gasoline heavy duty vehicles | Thousand | 0 | 0 | 0 | 0 | 0 | 0 | 0 | 0 | 0 | 0 | 0 | 0
| SPS1 | CH | Heavy duty vehicles stock additions¦Motor Diesel¦Total¦Existing ICE diesel heavy duty vehicles | Thousand | 0 | 0 | 0 | 0 | 0 | 0 | 0 | 0 | 0 | 0 | 0 | 0
| SPS1 | CH | Heavy duty vehicles stock additions¦Motor Diesel¦Total¦New ICE diesel heavy duty vehicles | Thousand | 0 | 0.00099475 | 0.0042096 | 0.0045624 | 0.0058205 | 0.00543 | 0.005804 | 0.0060799 | 0.0065925 | 0.0078192 | 0.0084968 | 0.012343
| SPS1 | CH | Heavy duty vehicles stock additions¦Motor Diesel¦Total¦New hybrid diesel heavy duty vehicles | Thousand | 0 | 9.477 | 3.4906 | 29.0782 | 39.8212 | 17.0911 | 42.4794 | 24.6702 | 37.1777 | 47.5078 | 26.7079 | 43.3421
| SPS1 | CH | Heavy duty vehicles stock additions¦Motor Gas¦Total¦New ICE Gas heavy duty vehicles | Thousand | 0 | 0.00027617 | 0.00061187 | 0.0035555 | 0.0038448 | 0.0016632 | 0.0039108 | 0.0021388 | 0.0032143 | 0.0039474 | 0.0020938 | 0.0033698
| SPS1 | CH | Space and water heat boiler capacity additions in Residential sector | GWth/yr. | 0.0003913 | 0.75833 | 0.43397 | 0.32353 | 7.1469 | 3.2436 | 0.45639 | 6.4619 | 2.4969 | 0.62251 | 5.6556 | 1.76
| SPS1 | CH | Space and water heat boiler capacity additions in Residential sector¦Space heating | GWth/yr. | 0.00038591 | 0.60059 | 0.15885 | 0.24456 | 6.1989 | 2.5698 | 0.31709 | 5.5891 | 1.8668 | 0.44751 | 4.7696 | 1.2128
| SPS1 | CH | Space and water heat boiler capacity additions in Residential sector¦Space heating¦Electricty | GWth/yr. | 1.7913e-06 | 0.30408 | 0.15184 | 0.1685 | 1.7649 | 0.78596 | 0.19932 | 1.5807 | 0.58421 | 0.2769 | 1.4832 | 0.67399
| SPS1 | CH | Space and water heat boiler capacity additions in Residential sector¦Space heating¦Electricty¦Electric boiler | GWth/yr. | 1.2084e-06 | 0.031146 | 4.7639e-06 | 4.3451e-06 | 0.24712 | 0.1225 | 0.031 | 0.035617 | 0.00020054 | 0.028519 | 0.027169 | 0.0013339
| SPS1 | CH | Space and water heat boiler capacity additions in Residential sector¦Space heating¦Electricty¦Heat pump electric | GWth/yr. | 5.829e-07 | 0.27293 | 0.15184 | 0.16849 | 1.5178 | 0.66345 | 0.16832 | 1.5451 | 0.58401 | 0.24838 | 1.456 | 0.67266
| SPS1 | CH | Space and water heat boiler capacity additions in Residential sector¦Space heating¦Oil | GWth/yr. | 0 | 5.1257e-07 | 6.2981e-07 | 7.7867e-07 | 1.5651 | 0.72889 | 1.361e-06 | 1.1657 | 0.48886 | 4.3191e-06 | 0.54099 | 3.9562e-06
| SPS1 | CH | Space and water heat boiler capacity additions in Residential sector¦Space heating¦Oil¦Light fuel oil boiler | GWth/yr. | 0 | 5.1257e-07 | 6.2981e-07 | 7.7867e-07 | 1.5651 | 0.72889 | 1.361e-06 | 1.1657 | 0.48886 | 4.3191e-06 | 0.54099 | 3.9562e-06
| SPS1 | CH | Space and water heat boiler capacity additions in Residential sector¦Space heating¦Gas | GWth/yr. | 4.3007e-07 | 0.2296 | 0.00088422 | 0.06526 | 2.3187 | 0.81061 | 0.085862 | 2.4152 | 0.59775 | 0.13176 | 2.3628 | 0.41283
| SPS1 | CH | Space and water heat boiler capacity additions in Residential sector¦Space heating¦Gas¦Gas boiler | GWth/yr. | 0 | 0.22959 | 4.3046e-06 | 0.065254 | 2.1289 | 0.6435 | 9.7146e-06 | 2.0172 | 0.39925 | 6.0727e-06 | 1.652 | 0.20651
| SPS1 | CH | Space and water heat boiler capacity additions in Residential sector¦Space heating¦Gas¦Heat pump gas | GWth/yr. | 4.3007e-07 | 5.345e-06 | 0.00087991 | 5.3042e-06 | 0.18985 | 0.16711 | 0.085853 | 0.39792 | 0.1985 | 0.13175 | 0.71084 | 0.20633
| SPS1 | CH | Space and water heat boiler capacity additions in Residential sector¦Space heating¦Coal | GWth/yr. | 0 | 0 | 0 | 0 | 0 | 0 | 0 | 0 | 0 | 0 | 0 | 0
| SPS1 | CH | Space and water heat boiler capacity additions in Residential sector¦Space heating¦Coal¦Coal boiler | GWth/yr. | 0 | 0 | 0 | 0 | 0 | 0 | 0 | 0 | 0 | 0 | 0 | 0
| SPS1 | CH | Space and water heat boiler capacity additions in Residential sector¦Space heating¦Wood | GWth/yr. | 0.00015322 | 0.0082886 | 0.005946 | 5.5629e-06 | 0.28091 | 0.12689 | 0.017242 | 0.15581 | 0.09351 | 0.0053504 | 0.1295 | 0.0094844
| SPS1 | CH | Space and water heat boiler capacity additions in Residential sector¦Space heating¦Wood¦Wood boiler | GWth/yr. | 0.00015322 | 0.0082886 | 0.005946 | 5.5629e-06 | 0.28091 | 0.12689 | 0.017242 | 0.15581 | 0.09351 | 0.0053504 | 0.1295 | 0.0094844
| SPS1 | CH | Space and water heat boiler capacity additions in Residential sector¦Space heating¦Pellets | GWth/yr. | 7.7319e-05 | 0.035902 | 0.00011095 | 0.010764 | 0.17714 | 0.079505 | 0.014652 | 0.18106 | 0.07238 | 0.028447 | 0.17108 | 0.0816
| SPS1 | CH | Space and water heat boiler capacity additions in Residential sector¦Space heating¦Pellets¦Pellets boiler | GWth/yr. | 7.7319e-05 | 0.035902 | 0.00011095 | 0.010764 | 0.17714 | 0.079505 | 0.014652 | 0.18106 | 0.07238 | 0.028447 | 0.17108 | 0.0816
| SPS1 | CH | Space and water heat boiler capacity additions in Residential sector¦Space heating¦Solar | GWth/yr. | 0.00015315 | 0.022718 | 7.136e-05 | 3.2352e-05 | 0.092098 | 0.037914 | 1.9916e-05 | 0.09072 | 0.030084 | 0.0050471 | 0.082072 | 0.03487
| SPS1 | CH | Space and water heat boiler capacity additions in Residential sector¦Space heating¦Solar¦Solar thermal | GWth/yr. | 0.00015315 | 0.022718 | 7.136e-05 | 3.2352e-05 | 0.092098 | 0.037914 | 1.9916e-05 | 0.09072 | 0.030084 | 0.0050471 | 0.082072 | 0.03487
| SPS1 | CH | Space and water heat boiler capacity additions in Residential sector¦Space heating¦Hydrogen | GWth/yr. | 0 | 0 | 0 | 0 | 0 | 0 | 0 | 0 | 0 | 0 | 0 | 0
| SPS1 | CH | Space and water heat boiler capacity additions in Residential sector¦Space heating¦Hydrogen¦Hydrogen boiler | GWth/yr. | 0 | 0 | 0 | 0 | 0 | 0 | 0 | 0 | 0 | 0 | 0 | 0
| SPS1 | CH | Space and water heat boiler capacity additions in Residential sector¦Water heating | GWth/yr. | 5.3954e-06 | 0.15774 | 0.27512 | 0.07897 | 0.948 | 0.67383 | 0.13929 | 0.87273 | 0.63007 | 0.175 | 0.88592 | 0.54722
| SPS1 | CH | Space and water heat boiler capacity additions in Residential sector¦Water heating¦Electricty | GWth/yr. | 5.3954e-06 | 0.068052 | 0.09254 | 0.07149 | 0.44534 | 0.27352 | 0.098326 | 0.33228 | 0.30167 | 0.12674 | 0.28147 | 0.32241
| SPS1 | CH | Space and water heat boiler capacity additions in Residential sector¦Water heating¦Electricty¦Electric boiler | GWth/yr. | 3.4289e-06 | 0.035279 | 3.6612e-06 | 1.6053e-06 | 0.15025 | 0.097925 | 2.5875e-06 | 0.03086 | 8.7662e-06 | 0.0089619 | 0.017718 | 7.6369e-05
| SPS1 | CH | Space and water heat boiler capacity additions in Residential sector¦Water heating¦Electricty¦Heat pump electric | GWth/yr. | 1.9666e-06 | 0.032773 | 0.092537 | 0.071489 | 0.29509 | 0.1756 | 0.098323 | 0.30142 | 0.30166 | 0.11777 | 0.26375 | 0.32233
| SPS1 | CH | Space and water heat boiler capacity additions in Residential sector¦Water heating¦Oil | GWth/yr. | 0 | 3.43e-07 | 2.9722e-07 | 2.7094e-07 | 1.4665e-06 | 0.00031559 | 6.7659e-06 | 0 | 0.00034698 | 0.00023346 | 8.3391e-06 | 0.0010003
| SPS1 | CH | Space and water heat boiler capacity additions in Residential sector¦Water heating¦Oil¦Light fuel oil boiler | GWth/yr. | 0 | 3.43e-07 | 2.9722e-07 | 2.7094e-07 | 1.4665e-06 | 0.00031559 | 6.7659e-06 | 0 | 0.00034698 | 0.00023346 | 8.3391e-06 | 0.0010003
| SPS1 | CH | Space and water heat boiler capacity additions in Residential sector¦Water heating¦Gas | GWth/yr. | 0 | 3.0012e-06 | 0.18258 | 0.0074746 | 0.42016 | 0.30032 | 0.040777 | 0.47398 | 0.24077 | 0.046499 | 0.52028 | 0.17879
| SPS1 | CH | Space and water heat boiler capacity additions in Residential sector¦Water heating¦Gas¦Gas boiler | GWth/yr. | 0 | 1.0781e-06 | 0.1824 | 0.0074719 | 0.38649 | 0.24627 | 0.0067131 | 0.36551 | 0.17711 | 1.5169e-05 | 0.34571 | 0.087925
| SPS1 | CH | Space and water heat boiler capacity additions in Residential sector¦Water heating¦Gas¦Heat pump gas | GWth/yr. | 0 | 1.9231e-06 | 0.00017493 | 2.7334e-06 | 0.033666 | 0.054045 | 0.034064 | 0.10846 | 0.063657 | 0.046484 | 0.17458 | 0.090868
| SPS1 | CH | Space and water heat boiler capacity additions in Residential sector¦Water heating¦Coal | GWth/yr. | 0 | 0 | 0 | 0 | 0 | 0 | 0 | 0 | 0 | 0 | 0 | 0
| SPS1 | CH | Space and water heat boiler capacity additions in Residential sector¦Water heating¦Coal¦Coal boiler | GWth/yr. | 0 | 0 | 0 | 0 | 0 | 0 | 0 | 0 | 0 | 0 | 0 | 0
| SPS1 | CH | Space and water heat boiler capacity additions in Residential sector¦Water heating¦Wood | GWth/yr. | 0 | 0.0051151 | 3.9549e-07 | 8.4189e-07 | 0.0055519 | 0.0090761 | 9.02e-07 | 0.0017396 | 0.0070982 | 7.8723e-06 | 0.0029367 | 0.0021641
| SPS1 | CH | Space and water heat boiler capacity additions in Residential sector¦Water heating¦Wood¦Wood boiler | GWth/yr. | 0 | 0.0051151 | 3.9549e-07 | 8.4189e-07 | 0.0055519 | 0.0090761 | 9.02e-07 | 0.0017396 | 0.0070982 | 7.8723e-06 | 0.0029367 | 0.0021641
| SPS1 | CH | Space and water heat boiler capacity additions in Residential sector¦Water heating¦Pellets | GWth/yr. | 0 | 0.0019525 | 4.1264e-07 | 3.8354e-07 | 0.0055171 | 0.0041562 | 0.00017025 | 0.0056873 | 0.0036308 | 0.00090291 | 0.0058244 | 0.0035174
| SPS1 | CH | Space and water heat boiler capacity additions in Residential sector¦Water heating¦Pellets¦Pellets boiler | GWth/yr. | 0 | 0.0019525 | 4.1264e-07 | 3.8354e-07 | 0.0055171 | 0.0041562 | 0.00017025 | 0.0056873 | 0.0036308 | 0.00090291 | 0.0058244 | 0.0035174
| SPS1 | CH | Space and water heat boiler capacity additions in Residential sector¦Water heating¦Solar | GWth/yr. | 0 | 0.082617 | 1.1137e-06 | 3.6008e-06 | 0.071432 | 0.086445 | 1.2903e-05 | 0.059045 | 0.076554 | 0.00062478 | 0.075396 | 0.039334
| SPS1 | CH | Space and water heat boiler capacity additions in Residential sector¦Water heating¦Solar¦Solar thermal | GWth/yr. | 0 | 0.082617 | 1.1137e-06 | 3.6008e-06 | 0.071432 | 0.086445 | 1.2903e-05 | 0.059045 | 0.076554 | 0.00062478 | 0.075396 | 0.039334
| SPS1 | CH | Space and water heat boiler capacity additions in Residential sector¦Water heating¦Hydrogen | GWth/yr. | 0 | 0 | 0 | 0 | 0 | 0 | 0 | 0 | 0 | 0 | 0 | 0
| SPS1 | CH | Space and water heat boiler capacity additions in Residential sector¦Water heating¦Hydrogen¦Hydrogen boiler | GWth/yr. | 0 | 0 | 0 | 0 | 0 | 0 | 0 | 0 | 0 | 0 | 0 | 0
| SPS1 | CH | Process and space heating capacity additions in industry sectors | GWth/yr. | 0.00020041 | 0.29865 | 0.12003 | 0.23562 | 2.1644 | 1.1552 | 0.30181 | 2.148 | 0.73279 | 0.65301 | 1.7877 | 0.65386
| SPS1 | CH | Process and space heating capacity additions in industry sectors¦Electricity | GWth/yr. | 0 | 0.23213 | 0.11718 | 0.18605 | 0.76389 | 0.52635 | 0.23867 | 0.74174 | 0.43425 | 0.34427 | 0.72745 | 0.41472
| SPS1 | CH | Process and space heating capacity additions in industry sectors¦Electricity¦Electric boiler | GWth/yr. | 0 | 0.21611 | 0.00024655 | 0.063218 | 0.58112 | 0.34462 | 0.11458 | 0.55981 | 0.25944 | 0.19452 | 0.52877 | 0.26289
| SPS1 | CH | Process and space heating capacity additions in industry sectors¦Electricity¦Heat pump electric | GWth/yr. | 0 | 0.016021 | 0.11694 | 0.12284 | 0.18278 | 0.18173 | 0.12409 | 0.18193 | 0.17482 | 0.14975 | 0.19868 | 0.15183
| SPS1 | CH | Process and space heating capacity additions in industry sectors¦Oil | GWth/yr. | 0.00020041 | 0.0059984 | 3.7121e-05 | 3.4242e-05 | 0.15996 | 0.0067475 | 4.7521e-05 | 0.013484 | 0.0055364 | 0.00075606 | 0.011213 | 0.007669
| SPS1 | CH | Process and space heating capacity additions in industry sectors¦Oil¦Light fuel boiler | GWth/yr. | 0 | 0.0059827 | 2.243e-05 | 2.2012e-05 | 0.15991 | 0.0067267 | 2.2486e-05 | 0.013484 | 0.0055364 | 0.00075606 | 0.011213 | 0.007669
| SPS1 | CH | Process and space heating capacity additions in industry sectors¦Oil¦Heavy fuel boiler | GWth/yr. | 0.00020041 | 1.5708e-05 | 1.4691e-05 | 1.223e-05 | 5.4884e-05 | 2.0786e-05 | 2.5035e-05 | 1.5988e-08 | 1.5646e-08 | 0 | 1.7612e-08 | 1.2896e-08
| SPS1 | CH | Process and space heating capacity additions in industry sectors¦Gas | GWth/yr. | 0 | 0.00021937 | 0.002734 | 0.0063515 | 0.84695 | 0.36343 | 0.0057457 | 0.8617 | 0.069002 | 0.21556 | 0.68263 | 0.0048448
| SPS1 | CH | Process and space heating capacity additions in industry sectors¦Gas¦Gas boiler | GWth/yr. | 0 | 1.3362e-05 | 4.2614e-05 | 1.2398e-05 | 0.84466 | 0.35856 | 3.8252e-05 | 0.85923 | 0.065077 | 0.00011605 | 0.67938 | 0.0026456
| SPS1 | CH | Process and space heating capacity additions in industry sectors¦Gas¦Heat pump gas | GWth/yr. | 0 | 0.00020601 | 0.0026913 | 0.0063391 | 0.0022865 | 0.0048709 | 0.0057075 | 0.0024708 | 0.0039249 | 0.21545 | 0.003254 | 0.0021992
| SPS1 | CH | Process and space heating capacity additions in industry sectors¦Gas¦Biogas boiler | GWth/yr. | 0 | 0.013428 | 0.0098181 | 0.051929 | 0.091368 | 0.1867 | 0.00019632 | 0.15989 | 0.16676 | 0.013358 | 0.18756 | 0.25162
| SPS1 | CH | Process and space heating capacity additions in industry sectors¦Coal | GWth/yr. | 0 | 6.9478e-06 | 9.5644e-06 | 9.1357e-06 | 5.1325e-05 | 2.5923e-05 | 3.5925e-05 | 0.00013768 | 1.1454e-05 | 9.7545e-05 | 1.6561e-05 | 0.0001174
| SPS1 | CH | Process and space heating capacity additions in industry sectors¦Coal¦Coal boiler | GWth/yr. | 0 | 6.9478e-06 | 9.5644e-06 | 9.1357e-06 | 5.1325e-05 | 2.5923e-05 | 3.5925e-05 | 0.00013768 | 1.1454e-05 | 9.7545e-05 | 1.6561e-05 | 0.0001174
| SPS1 | CH | Process and space heating capacity additions in industry sectors¦Wood | GWth/yr. | 0 | 0.052506 | 1.6978e-05 | 0.036125 | 0.27719 | 0.14265 | 0.053823 | 0.38037 | 0.13693 | 0.08039 | 0.20385 | 0.13284
| SPS1 | CH | Process and space heating capacity additions in industry sectors¦Wood¦Wood boiler | GWth/yr. | 0 | 0.052506 | 1.6978e-05 | 0.036125 | 0.27719 | 0.14265 | 0.053823 | 0.38037 | 0.13693 | 0.08039 | 0.20385 | 0.13284
| SPS1 | CH | Process and space heating capacity additions in industry sectors¦Pellets | GWth/yr. | 0 | 0.0051702 | 4.1446e-05 | 0.006989 | 0.024175 | 0.010451 | 0.0032421 | 0.026253 | 0.0078297 | 0.0041118 | 0.026194 | 0.0096758
| SPS1 | CH | Process and space heating capacity additions in industry sectors¦Pellets¦Pellet boiler | GWth/yr. | 0 | 0.0051702 | 4.1446e-05 | 0.006989 | 0.024175 | 0.010451 | 0.0032421 | 0.026253 | 0.0078297 | 0.0041118 | 0.026194 | 0.0096758
| SPS1 | CH | Process and space heating capacity additions in industry sectors¦Wastes | GWth/yr. | 0 | 7.0555e-06 | 8.1919e-06 | 8.1473e-06 | 0.083395 | 0.10156 | 0.00020267 | 0.11288 | 0.07485 | 0.0014367 | 0.12399 | 0.069722
| SPS1 | CH | Process and space heating capacity additions in industry sectors¦Wastes¦Wastes boiler | GWth/yr. | 0 | 7.0555e-06 | 8.1919e-06 | 8.1473e-06 | 0.083395 | 0.10156 | 0.00020267 | 0.11288 | 0.07485 | 0.0014367 | 0.12399 | 0.069722
| SPS1 | CH | Process and space heating capacity additions in industry sectors¦Solar | GWth/yr. | 0 | 0.0026143 | 7.1197e-07 | 5.2326e-07 | 0.0085511 | 0.0038879 | 3.0088e-06 | 0.008561 | 0.0032913 | 0.0006135 | 0.0080892 | 0.0038241
| SPS1 | CH | Process and space heating capacity additions in industry sectors¦Solar¦Solar thermal | GWth/yr. | 0 | 0.0026143 | 7.1197e-07 | 5.2326e-07 | 0.0085511 | 0.0038879 | 3.0088e-06 | 0.008561 | 0.0032913 | 0.0006135 | 0.0080892 | 0.0038241
| SPS1 | CH | Process and space heating capacity additions in industry sectors¦Hydrogen | GWth/yr. | 0 | 0 | 0 | 4.8565e-05 | 0.00020203 | 8.3183e-05 | 4.7117e-05 | 0.0029092 | 0.0010863 | 0.0057747 | 0.004305 | 0.010447
| SPS1 | CH | Process and space heating capacity additions in industry sectors¦Hydrogen¦Hydrogen boiler | GWth/yr. | 0 | 0 | 0 | 4.8565e-05 | 0.00020203 | 8.3183e-05 | 4.7117e-05 | 0.0029092 | 0.0010863 | 0.0057747 | 0.004305 | 0.010447
| SPS1 | CH | Space water and process heat boiler capacity additions in Services sectors | GWth/yr. | 2.6938e-05 | 0.065501 | 0.11992 | 0.015533 | 2.7412 | 1.4534 | 0.034183 | 2.292 | 1.0636 | 0.15926 | 2.1399 | 0.94934
| SPS1 | CH | Space water and process heat boiler capacity additions in Services sectors¦Electricity | GWth/yr. | 1.1918e-06 | 1.6489e-06 | 0.11549 | 6.9428e-06 | 0.34953 | 0.22896 | 0.033439 | 0.36173 | 0.23484 | 0.10414 | 0.42294 | 0.27254
| SPS1 | CH | Space water and process heat boiler capacity additions in Services sectors¦Electricity¦Electric boiler | GWth/yr. | 1.1237e-06 | 1.2465e-06 | 0.11549 | 6.0181e-06 | 0.028736 | 0.082319 | 1.9029e-05 | 0.0018166 | 0.064129 | 0.0097383 | 0.023931 | 0.047588
| SPS1 | CH | Space water and process heat boiler capacity additions in Services sectors¦Electricity¦Heat pump electric | GWth/yr. | 6.8096e-08 | 4.0246e-07 | 5.7806e-07 | 9.2468e-07 | 0.32079 | 0.14664 | 0.03342 | 0.35992 | 0.17071 | 0.094398 | 0.39901 | 0.22495
| SPS1 | CH | Space water and process heat boiler capacity additions in Services sectors¦Oil | GWth/yr. | 6.4358e-07 | 6.2355e-07 | 9.0026e-07 | 9.4801e-07 | 0.60795 | 0.32475 | 1.5177e-06 | 0.50531 | 0.054435 | 5.0299e-06 | 0.15075 | 9.9265e-06
| SPS1 | CH | Space water and process heat boiler capacity additions in Services sectors¦Oil¦Light fuel boiler | GWth/yr. | 6.4358e-07 | 6.2355e-07 | 9.0026e-07 | 9.4801e-07 | 0.60795 | 0.32475 | 1.5177e-06 | 0.50531 | 0.054435 | 5.0299e-06 | 0.15075 | 9.9265e-06
| SPS1 | CH | Space water and process heat boiler capacity additions in Services sectors¦Gas | GWth/yr. | 3.0389e-06 | 4.5829e-05 | 0.0044175 | 1.3993e-05 | 1.4312 | 0.75967 | 0.00072877 | 1.2097 | 0.66259 | 0.035121 | 1.3478 | 0.57338
| SPS1 | CH | Space water and process heat boiler capacity additions in Services sectors¦Gas¦Gas boiler | GWth/yr. | 1.4637e-07 | 9.3948e-07 | 1.2439e-06 | 1.3837e-06 | 1.3259 | 0.7234 | 2.1962e-06 | 1.0786 | 0.63641 | 0.03028 | 1.1208 | 0.51616
| SPS1 | CH | Space water and process heat boiler capacity additions in Services sectors¦Gas¦Heat pump gas | GWth/yr. | 8.8852e-07 | 3.5261e-05 | 9.1927e-05 | 2.3344e-06 | 0.00043204 | 0.00052378 | 0.00072038 | 0.00014689 | 0.00019713 | 0.0029034 | 1.8133e-05 | 0.0078627
| SPS1 | CH | Space water and process heat boiler capacity additions in Services sectors¦Gas¦Biogas boiler | GWth/yr. | 2.004e-06 | 9.6289e-06 | 0.0043243 | 1.0275e-05 | 0.10479 | 0.035744 | 6.1984e-06 | 0.13101 | 0.025984 | 0.0019382 | 0.22695 | 0.049356
| SPS1 | CH | Space water and process heat boiler capacity additions in Services sectors¦Wood | GWth/yr. | 5.7473e-06 | 0.03458 | 1.3321e-06 | 3.516e-06 | 0.1457 | 0.035635 | 8.9564e-07 | 0.00011922 | 0.029187 | 0.0048005 | 0.0088945 | 0.018562
| SPS1 | CH | Space water and process heat boiler capacity additions in Services sectors¦Wood¦Wood boiler | GWth/yr. | 5.7473e-06 | 0.03458 | 1.3321e-06 | 3.516e-06 | 0.1457 | 0.035635 | 8.9564e-07 | 0.00011922 | 0.029187 | 0.0048005 | 0.0088945 | 0.018562
| SPS1 | CH | Space water and process heat boiler capacity additions in Services sectors¦Pellets | GWth/yr. | 1.5096e-06 | 0.022108 | 2.4491e-06 | 0.015441 | 0.13509 | 0.076201 | 2.055e-06 | 0.14283 | 0.058686 | 0.0041337 | 0.13596 | 0.055834
| SPS1 | CH | Space water and process heat boiler capacity additions in Services sectors¦Pellets¦Pellet boiler | GWth/yr. | 1.5096e-06 | 0.022108 | 2.4491e-06 | 0.015441 | 0.13509 | 0.076201 | 2.055e-06 | 0.14283 | 0.058686 | 0.0041337 | 0.13596 | 0.055834
| SPS1 | CH | Space water and process heat boiler capacity additions in Services sectors¦Solar | GWth/yr. | 1.4807e-05 | 0.0087647 | 1.3858e-06 | 3.1029e-06 | 0.071729 | 0.028111 | 4.0368e-06 | 0.071732 | 0.023793 | 0.0043255 | 0.066574 | 0.028965
| SPS1 | CH | Space water and process heat boiler capacity additions in Services sectors¦Solar¦Solar thermal | GWth/yr. | 1.4807e-05 | 0.0087647 | 1.3858e-06 | 3.1029e-06 | 0.071729 | 0.028111 | 4.0368e-06 | 0.071732 | 0.023793 | 0.0043255 | 0.066574 | 0.028965
| SPS1 | CH | Space water and process heat boiler capacity additions in Services sectors¦Hydrogen | GWth/yr. | 0 | 0 | 0 | 6.3287e-05 | 8.6492e-05 | 5.8846e-05 | 6.6519e-06 | 0.00052322 | 2.8961e-05 | 0.0067328 | 0.0069888 | 4.9638e-05
| SPS1 | CH | Space water and process heat boiler capacity additions in Services sectors¦Hydrogen¦Hydrogen boiler | GWth/yr. | 0 | 0 | 0 | 6.3287e-05 | 8.6492e-05 | 5.8846e-05 | 6.6519e-06 | 0.00052322 | 2.8961e-05 | 0.0067328 | 0.0069888 | 4.9638e-05
| SPS1 | CH | Domestic hydrogen production capacity additions | GW-H2/yr. | 0.00024587 | 5.138e-05 | 3.2806e-06 | 5.1575e-05 | 0.00086381 | 0.0010605 | 0.00025154 | 0.0098115 | 0.00012633 | 0.032373 | 0.017617 | 0.011845
| SPS1 | CH | Domestic hydrogen production capacity additions¦Electricity | GW-H2/yr. | 0.00024587 | 5.138e-05 | 3.2806e-06 | 5.0988e-05 | 0.00086293 | 0.0010594 | 0.00024987 | 0.0095037 | 0.00012019 | 0.032186 | 0.017595 | 0.010754
| SPS1 | CH | Domestic hydrogen production capacity additions¦Electricity¦PEM electrolysis small-medium scale | GW-H2/yr. | 0.00024587 | 5.138e-05 | 3.2806e-06 | 4.4361e-05 | 0.00082473 | 0.00065138 | 8.0351e-05 | 0.0089222 | 8.7797e-05 | 0.03136 | 0.017577 | 0.0091942
| SPS1 | CH | Domestic hydrogen production capacity additions¦Electricity¦PEM electrolysis large scale | GW-H2/yr. | 0 | 0 | 0 | 6.6269e-06 | 3.8194e-05 | 7.3654e-05 | 3.0903e-05 | 3.9431e-05 | 1.5587e-05 | 0.00010362 | 7.5462e-06 | 0.00017721
| SPS1 | CH | Domestic hydrogen production capacity additions¦Electricity¦SOEC electrolysis | GW-H2/yr. | 0 | 0 | 0 | 0 | 0 | 0.00033437 | 0.00013861 | 0.00054204 | 1.6802e-05 | 0.00072284 | 9.7334e-06 | 0.0013826
| SPS1 | CH | Domestic hydrogen production capacity additions¦Gas | GW-H2/yr. | 0 | 0 | 0 | 5.87e-07 | 8.8749e-07 | 1.0584e-06 | 1.6771e-06 | 0.00013442 | 2.8277e-06 | 5.9409e-05 | 5.3199e-06 | 0.0002416
| SPS1 | CH | Domestic hydrogen production capacity additions¦Gas¦SMR-ATR Reforming | GW-H2/yr. | 0 | 0 | 0 | 5.87e-07 | 8.8749e-07 | 1.0584e-06 | 1.6771e-06 | 0.00013442 | 2.8277e-06 | 5.9409e-05 | 5.3199e-06 | 0.0002416
| SPS1 | CH | Domestic hydrogen production capacity additions¦Gas¦SMR-ATR Reforming CCS | GW-H2/yr. | 0 | 0 | 0 | 0 | 0 | 0 | 0 | 0 | 0 | 0 | 0 | 0
| SPS1 | CH | Domestic hydrogen production capacity additions¦Wood | GW-H2/yr. | 0 | 0 | 0 | 0 | 0 | 0 | 0 | 0.00017335 | 3.3126e-06 | 0.00012684 | 1.6887e-05 | 0.00084959
| SPS1 | CH | Domestic hydrogen production capacity additions¦Wood¦Gasification | GW-H2/yr. | 0 | 0 | 0 | 0 | 0 | 0 | 0 | 0.00017335 | 3.3126e-06 | 0.00012684 | 1.6887e-05 | 0.00084959
| SPS1 | CH | Domestic hydrogen production capacity additions¦Wood¦Gasification CCS | GW-H2/yr. | 0 | 0 | 0 | 0 | 0 | 0 | 0 | 0 | 0 | 0 | 0 | 0
| SPS1 | CH | Other fuel synthesis capacity additions | GW-output/yr.
| SPS1 | CH | Other fuel synthesis capacity additions¦Domestic biodiesel production¦Wood¦Fischer Tropsch | GW-output/yr. | 2.2107e-07 | 1.463e-07 | 1.7644e-07 | 1.7439e-07 | 1.7085e-05 | 1.28e-05 | 1.1016e-05 | 0.00016577 | 0.00031908 | 0.0081587 | 0.084085 | 0.039998
| SPS1 | CH | Other fuel synthesis capacity additions¦Domestic biodiesel production¦Wood¦Fischer Tropsch CCS | GW-output/yr. | 0 | 0 | 0 | 0 | 0 | 0 | 0 | 0 | 0 | 0 | 0 | 0
| SPS1 | CH | Other fuel synthesis capacity additions¦Domestic ethanol production¦Wood¦Ethanol reactor | GW-output/yr. | 0.0049194 | 1.5325e-07 | 1.8757e-07 | 1.5868e-07 | 1.394e-06 | 7.2744e-06 | 9.744e-06 | 1.7273e-05 | 1.0776e-06 | 2.7807e-05 | 3.1227e-06 | 7.0582e-05
| SPS1 | CH | Other fuel synthesis capacity additions¦Domestic ethanol production¦Wood¦Ethanol reactor with CCS | GW-output/yr. | 0 | 0 | 0 | 0 | 0 | 0 | 0 | 0 | 0 | 0 | 0 | 0
| SPS1 | CH | Other fuel synthesis capacity additions¦Domestic biogas production¦Manure¦Fermentation | GW-output/yr. | 0.049516 | 0.11277 | 0.00011201 | 2.0896e-06 | 5.5315e-06 | 0.072428 | 0.08996 | 2.5278e-05 | 0.0095981 | 0.062837 | 0.089959 | 3.5186e-05
| SPS1 | CH | Other fuel synthesis capacity additions¦Domestic biogas production¦Wastes¦Renewable¦Gasification | GW-output/yr. | 0.0040979 | 0.0050874 | 1.1877e-06 | 0.072849 | 0.11685 | 0.015941 | 0.02185 | 0.043686 | 0.08349 | 0.049299 | 0.021849 | 0.04367
| SPS1 | CH | Other fuel synthesis capacity additions¦Domestic biogas production¦Wastes¦Renewable¦Gasification CCS | GW-output/yr. | 0 | 0 | 0 | 0 | 0 | 0 | 0 | 0 | 0 | 0 | 0 | 0
| SPS1 | CH | Other fuel synthesis capacity additions¦Domestic biogas production¦Wastes¦Renewable¦Hydrothermal gasification | GW-output/yr. | 0 | 0 | 0 | 0 | 0 | 2.3855e-05 | 1.1524e-06 | 4.522e-06 | 8.7542e-07 | 2.8445e-05 | 5.5317e-07 | 3.4614e-05
| SPS1 | CH | Other fuel synthesis capacity additions¦Domestic biogas production¦Wastes¦Renewable¦Hydrothermal gasification CCS | GW-output/yr. | 0 | 0 | 0 | 0 | 0 | 0 | 0 | 0 | 0 | 0 | 0 | 0
| SPS1 | CH | Other fuel synthesis capacity additions¦Domestic biogas production¦Wood¦Gasification | GW-output/yr. | 6.8981e-07 | 1.6208e-05 | 1.081e-06 | 4.4039e-07 | 1.2889e-05 | 3.9974e-06 | 1.0394e-05 | 1.6655e-05 | 1.3608e-06 | 2.3642e-05 | 3.4131e-06 | 6.8454e-05
| SPS1 | CH | Other fuel synthesis capacity additions¦Domestic biogas production¦Wood¦Gasification CCS | GW-output/yr. | 0 | 0 | 0 | 0 | 0 | 0 | 0 | 0 | 0 | 0 | 0 | 0
| SPS1 | CH | Other fuel synthesis capacity additions¦Biomethane production from biogas upgrade | GW-output/yr. | 0.014393 | 0.069795 | 4.4785e-07 | 4.084e-07 | 0.015089 | 0.039766 | 0.048878 | 5.2084e-05 | 0.015773 | 0.039093 | 0.048879 | 0.00015985
| SPS1 | CH | Other fuel synthesis capacity additions¦Domestic wood to pellet production¦Pellets | GW-output/yr. | 0.16125 | 0.051238 | 2.9943e-06 | 0.00108 | 0.16881 | 0.19489 | 0.10047 | 0.005649 | 0.14507 | 0.21964 | 0.094713 | 0.00011752
| SPS1 | CH | Other fuel synthesis capacity additions¦Domestic PtG and PtL production¦PtG¦PtG gas | GW-output/yr. | 0 | 0 | 0 | 7.2651e-07 | 1.1022e-06 | 1.2143e-06 | 1.4804e-06 | 1.5934e-06 | 1.2754e-06 | 6.8345e-07 | 9.5461e-07 | 3.0326e-06
| SPS1 | CH | Other fuel synthesis capacity additions¦Domestic PtG and PtL production¦PtL¦PtL Diesel | GW-output/yr. | 0 | 0 | 0 | 9.3294e-07 | 1.4754e-06 | 1.3694e-06 | 1.6537e-06 | 1.8874e-06 | 2.0257e-06 | 9.4074e-07 | 1.3013e-06 | 4.5159e-06
| SPS1 | CH | Other fuel synthesis capacity additions¦Domestic PtG and PtL production¦PtL¦PtL Gasoline | GW-output/yr. | 0 | 0 | 0 | 8.5869e-07 | 1.3503e-06 | 1.2493e-06 | 1.4963e-06 | 1.6922e-06 | 1.8159e-06 | 8.4432e-07 | 1.1733e-06 | 4.0706e-06

## check
| 2020 | 2022 | 2025 | 2030 | 2040 | 2050
Final energy consumption | 695.7654 | 686.3932 | 683.5804 | 647.53 | 618.765 | 607.7286
Industry | 142.2173 | 141.1082 | 142.8734 | 144.1452 | 145.4224 | 146.3146
Services | 140.1011 | 139.6543 | 141.5754 | 139.7581 | 135.8127 | 132.4696
Residential | 217.242 | 218.1713 | 216.095 | 215.3131 | 213.9644 | 210.8566
Transport | 196.205 | 187.4595 | 183.0365 | 148.3136 | 123.5655 | 118.0878
Fuel input to energy conversion and DAC | 509.3851 | 501.0073 | 507.8938 | 544.0085 | 504.9434 | 436.7548
Electricity and heat | 493.4086 | 476.698 | 483.9518 | 521.5814 | 482.5218 | 414.5993
Biofuel production | 15.9716 | 24.303 | 23.9358 | 22.4194 | 22.3985 | 22.1234
Hydrogen production | 0.0048644 | 0.0063181 | 0.0062251 | 0.0076816 | 0.023094 | 0.032059
DAC | 0 | 0 | 0 | 0 | 0 | 0
Total Primary energy consumption | 962.3677 | 962.3271 | 924.4886 | 897.6961 | 835.1074 | 775.4774
Domestic production | 299.9838 | 295.492 | 331.4469 | 365.4735 | 376.6739 | 382.651
Imports | 779.5539 | 702.6267 | 657.4738 | 613.5139 | 523.9408 | 436.2227
Exports | 117.17 | 35.7915 | 64.4321 | 81.2913 | 65.5073 | 43.3962